## line_data
From Number | From Name | To Number | To Name | Circuit | Status | Branch Device Type | Xfrmr | MW From | Mvar From | MVA From | Lim MVA | % of MVA Limit (Max) | MW Loss | Mvar Loss
28937 | COLTON 4 1 | 28942 | COLTON 4 6 | 1 | Closed | Transformer | YES | -11.1 | -4.5 | 12 | 14.6 | 86 | 0.05 | 1.22
53267 | ALBUQUERQUE 30 2 | 53269 | ALBUQUERQUE 30 4 | 1 | Closed | Transformer | YES | -13.6 | -5 | 14.5 | 17.8 | 86 | 0.09 | 1.96
28836 | RANCHO SANTA FE 1 | 28838 | RANCHO SANTA FE 3 | 1 | Closed | Transformer | YES | -10.9 | -4.3 | 11.7 | 14.3 | 86 | 0.06 | 1.33
40862 | CHANDLER 15 1 | 40863 | CHANDLER 15 2 | 1 | Closed | Transformer | YES | -9.1 | -3.6 | 9.8 | 12 | 86 | 0.04 | 1.06
60887 | WELLINGTON 4 4 | 60886 | WELLINGTON 4 3 | 2 | Closed | Transformer | YES | -73.8 | -146.4 | 163.9 | 210.4 | 84.5 | 0.32 | 15.27
10735 | TACOMA 19 2 | 10734 | TACOMA 19 1 | 1 | Closed | Transformer | YES | -736.3 | -1152.5 | 1367.6 | 1777.3 | 83.3 | 1.47 | 131.23
13303 | PORTLAND 33 2 | 13302 | PORTLAND 33 1 | 5 | Closed | Transformer | YES | -377.5 | 393 | 544.9 | 655 | 83.2 | 0.34 | 19.15
28156 | LAGUNA NIGUEL 1 2 | 28155 | LAGUNA NIGUEL 1 1 | 1 | Closed | Transformer | YES | -370.3 | -257 | 450.7 | 568.4 | 82.7 | 0.49 | 31.63
10460 | REDMOND 2 2 | 10459 | REDMOND 2 1 | 3 | Closed | Transformer | YES | -300.3 | -539.6 | 617.6 | 800 | 82.2 | 0.7 | 44.84
60265 | LITTLETON 3 2 | 60267 | LITTLETON 3 4 | 1 | Closed | TransformerWinding | YES | -214.9 | -30.6 | 217 | 266.4 | 81.5 | -0.36 | -15.76
50205 | LOGAN 2 3 | 50204 | LOGAN 2 2 | 1 | Closed | Transformer | YES | -400.2 | 1.5 | 400.2 | 496.4 | 81 | 0.64 | 35.88
21438 | SANTA CLARA 4 1 | 21406 | SANTA CLARA 1 2 | 1 | Closed | Line | NO | -163.9 | -32.2 | 167.1 | 207.2 | 80.9 | 0.26 | 1
21734 | SAN JOSE 46 2 | 21733 | SAN JOSE 46 1 | 1 | Closed | Transformer | YES | -321.3 | -275.7 | 423.4 | 563.5 | 79.9 | 0.7 | 39.26
13467 | ARLINGTON 4 1 | 13468 | ARLINGTON 4 2 | 1 | Closed | Transformer | YES | -100.1 | 25.6 | 103.4 | 130.6 | 79.1 | 0.36 | 11.17
13589 | ARLINGTON 6 1 | 13590 | ARLINGTON 6 2 | 1 | Closed | Transformer | YES | -102.6 | 25.6 | 105.8 | 133.9 | 79 | 0.36 | 10.79
25974 | MOJAVE 6 1 | 25975 | MOJAVE 6 2 | 1 | Closed | Transformer | YES | -131.7 | 29.5 | 134.9 | 171.6 | 78.6 | 0.34 | 10.44
25888 | PASADENA 7 1 | 25889 | PASADENA 7 2 | 1 | Closed | Transformer | YES | -74.5 | -32 | 81.1 | 107 | 78.4 | 0.23 | 6.17
10702 | GOLDENDALE 2 1 | 10703 | GOLDENDALE 2 2 | 1 | Closed | Transformer | YES | -135.9 | -12.4 | 136.4 | 177.2 | 78.3 | 0.42 | 13.49
60774 | FOUNTAIN 4 1 | 60776 | FOUNTAIN 4 3 | 1 | Closed | Transformer | YES | -75 | 17 | 76.9 | 98.3 | 78.2 | 0.32 | 7.8
25714 | EL MONTE 2 2 | 25713 | EL MONTE 2 1 | 1 | Closed | Transformer | YES | -377.2 | -329.6 | 500.9 | 690 | 78.1 | 0.87 | 54.48
13550 | BOARDMAN 2 1 | 13552 | BOARDMAN 2 3 | 1 | Closed | Transformer | YES | -132.2 | 28.1 | 135.1 | 173.1 | 78.1 | 0.42 | 13.34
13550 | BOARDMAN 2 1 | 13551 | BOARDMAN 2 2 | 1 | Closed | Transformer | YES | -132.2 | 26.3 | 134.8 | 173.1 | 77.9 | 0.37 | 11.57
60774 | FOUNTAIN 4 1 | 60775 | FOUNTAIN 4 2 | 1 | Closed | Transformer | YES | -205.4 | 41.4 | 209.6 | 269.1 | 77.9 | 0.72 | 16.13
21136 | SOUTH SAN FRANCISCO 2 1 | 21154 | BURLINGAME 1 1 | 1 | Closed | Line | NO | -96.4 | 69.2 | 118.7 | 152.8 | 77.7 | 0.16 | 0.64
74203 | MOUNTAIN HOME 2 1 | 74204 | MOUNTAIN HOME 2 2 | 1 | Closed | Transformer | YES | -171.7 | 31 | 174.4 | 224.6 | 77.7 | 0.43 | 11.78
25937 | EL SEGUNDO 2 1 | 25938 | EL SEGUNDO 2 2 | 1 | Closed | Transformer | YES | -340 | 57.3 | 344.8 | 444.6 | 77.6 | 0.59 | 19.31
40835 | ARLINGTON 9 1 | 40838 | ARLINGTON 9 4 | 1 | Closed | Transformer | YES | -228.7 | 40.9 | 232.4 | 299.7 | 77.5 | 0.88 | 19.06
77254 | COLSTRIP 2 1 | 77259 | COLSTRIP 2 6 | 1 | Closed | Transformer | YES | -564.7 | 80.7 | 570.5 | 738.4 | 77.3 | 0.96 | 54.71
10937 | ABERDEEN 2 1 | 10940 | ABERDEEN 2 4 | 1 | Closed | Transformer | YES | -7.5 | 0.8 | 7.5 | 9.7 | 77.1 | 0.03 | 0.78
77254 | COLSTRIP 2 1 | 77261 | COLSTRIP 2 8 | 1 | Closed | Transformer | YES | -565.1 | 67.4 | 569.1 | 738.4 | 77.1 | 0.62 | 41.41
10937 | ABERDEEN 2 1 | 10939 | ABERDEEN 2 3 | 1 | Closed | Transformer | YES | -7.5 | 0.6 | 7.5 | 9.7 | 77 | 0.02 | 0.6
28889 | NIPTON 2 1 | 28890 | NIPTON 2 2 | 1 | Closed | Transformer | YES | -132.5 | 12 | 133.1 | 172.9 | 77 | 0.46 | 12.03
40872 | GLOBE 2 1 | 40873 | GLOBE 2 2 | 1 | Closed | Transformer | YES | -19.9 | 1.4 | 20 | 26 | 76.9 | 0.06 | 1.36
21438 | SANTA CLARA 4 1 | 21310 | FREMONT 1 2 | 1 | Closed | Line | NO | 131.6 | 24.5 | 133.8 | 174.6 | 76.7 | 0.18 | 0.74
53045 | SANTA FE 6 2 | 53047 | SANTA FE 6 4 | 1 | Closed | TransformerWinding | YES | -159 | -14.2 | 159.7 | 209.1 | 76.4 | -0.42 | -23.4
13303 | PORTLAND 33 2 | 13302 | PORTLAND 33 1 | 3 | Closed | Transformer | YES | -371.9 | -316.8 | 488.6 | 655 | 76.3 | 0.3 | 16.94
13303 | PORTLAND 33 2 | 13302 | PORTLAND 33 1 | 4 | Closed | Transformer | YES | -371.9 | -316.8 | 488.6 | 655 | 76.3 | 0.3 | 16.94
13303 | PORTLAND 33 2 | 13302 | PORTLAND 33 1 | 1 | Closed | Transformer | YES | -371.9 | -316.8 | 488.6 | 655 | 76.3 | 0.3 | 16.94
13303 | PORTLAND 33 2 | 13302 | PORTLAND 33 1 | 2 | Closed | Transformer | YES | -371.9 | -316.8 | 488.6 | 655 | 76.3 | 0.3 | 16.94
26095 | LONG BEACH 27 2 | 26094 | LONG BEACH 27 1 | 1 | Closed | Transformer | YES | -609.2 | -965.2 | 1141.3 | 1652.6 | 75.9 | 1.78 | 130.72
40777 | BUCKEYE 4 1 | 40779 | BUCKEYE 4 3 | 1 | Closed | Transformer | YES | -50.7 | 3.4 | 50.8 | 67.1 | 75.8 | 0.12 | 3.38
25633 | ALHAMBRA 3 2 | 25632 | ALHAMBRA 3 1 | 1 | Closed | Transformer | YES | -281.2 | -252.5 | 377.9 | 543.1 | 75.4 | 1.44 | 43.58
10118 | OAK HARBOR 2 2 | 10186 | CAMANO ISLAND 1 | 1 | Closed | Line | NO | 199.5 | 4.3 | 199.5 | 266.6 | 74.8 | 1.2 | 4.91
50204 | LOGAN 2 2 | 50207 | LOGAN 2 5 | 1 | Closed | TransformerWinding | YES | -553 | 71.3 | 557.6 | 747.8 | 74.7 | -0.15 | -9.7
25594 | LOS ANGELES 78 1 | 25597 | LOS ANGELES 78 4 | 1 | Closed | TransformerWinding | YES | 502.9 | 38.3 | 504.4 | 680 | 74.2 | 0.31 | 24.85
20473 | MIDDLETOWN 5 1 | 20474 | MIDDLETOWN 5 2 | 1 | Closed | Transformer | YES | -77.7 | 8.6 | 78.2 | 107.3 | 72.9 | 0.26 | 8.62
60538 | AURORA 16 2 | 60540 | AURORA 16 4 | 1 | Closed | TransformerWinding | YES | -53.6 | -16 | 55.9 | 79.7 | 72.8 | 0.22 | 5.65
21108 | DALY CITY 4 2 | 21107 | DALY CITY 4 1 | 1 | Closed | Transformer | YES | -280.3 | -226.4 | 360.3 | 533.4 | 72 | 0.64 | 35.65
21717 | MARTINEZ 4 1 | 21718 | MARTINEZ 4 2 | 1 | Closed | Transformer | YES | -66.2 | -28.1 | 71.9 | 103.8 | 71.8 | 0.21 | 5.84
40161 | GLENDALE 14 1 | 40187 | PHOENIX 16 2 | 1 | Closed | Line | NO | -120.9 | -58.3 | 134.2 | 190.1 | 71.7 | 1.03 | 2.7
29081 | SUN CITY 4 2 | 29080 | SUN CITY 4 1 | 1 | Closed | Transformer | YES | -989.9 | -460.3 | 1091.7 | 1580.3 | 71.6 | 1.05 | 86.27
26003 | MOJAVE 10 1 | 26004 | MOJAVE 10 2 | 1 | Closed | Transformer | YES | -135.2 | 34.6 | 139.6 | 195 | 71.6 | 0.56 | 13.03
53257 | BELEN 2 1 | 53261 | BELEN 2 5 | 1 | Closed | Transformer | YES | -158.5 | -52.2 | 166.8 | 242.4 | 71.5 | 0.4 | 16.76
80088 | EL PASO 37 3 | 80090 | EL PASO 37 5 | 1 | Closed | TransformerWinding | YES | -153.7 | 15.8 | 154.5 | 216.4 | 71.4 | 0.05 | 2.46
70103 | GLENROCK 3 1 | 70104 | GLENROCK 3 2 | 1 | Closed | Transformer | YES | -185 | 8.9 | 185.2 | 260 | 71.2 | 0.22 | 7.69
40840 | PHOENIX 74 1 | 40844 | PHOENIX 74 5 | 1 | Closed | Transformer | YES | -1396 | -402.1 | 1452.8 | 2092.4 | 71.2 | 1.48 | 114.31
10128 | BREMERTON 5 2 | 10127 | BREMERTON 5 1 | 1 | Closed | Transformer | YES | -341.3 | -176.9 | 384.4 | 562.2 | 71.1 | 0.48 | 30.83
25195 | CANOGA PARK 1 2 | 25194 | CANOGA PARK 1 1 | 1 | Closed | Transformer | YES | -283 | -224.2 | 361 | 543.1 | 71.1 | 0.69 | 37.75
21755 | RODEO 2 1 | 21757 | RODEO 2 3 | 1 | Closed | Transformer | YES | -18.1 | -6.6 | 19.3 | 28.8 | 71 | 0.08 | 2.72
21497 | SAN JOSE 20 2 | 21496 | SAN JOSE 20 1 | 1 | Closed | Transformer | YES | -402.4 | -12.6 | 402.6 | 571.5 | 70.9 | 0.49 | 30.59
40883 | GILA BEND 5 1 | 40887 | GILA BEND 5 5 | 1 | Closed | Transformer | YES | -184.6 | 44.3 | 189.9 | 268.2 | 70.8 | 0.81 | 21.45
40840 | PHOENIX 74 1 | 40843 | PHOENIX 74 4 | 1 | Closed | Transformer | YES | -1395.9 | -391.8 | 1449.8 | 2106.9 | 70.7 | 1.64 | 124.57
28819 | IRVINE 9 1 | 28821 | IRVINE 9 3 | 1 | Closed | Transformer | YES | -18.9 | -7.7 | 20.4 | 30.2 | 70.3 | 0.07 | 1.94
21242 | OAKLAND 10 3 | 21140 | SAN FRANCISCO 24 1 | 1 | Closed | Line | NO | 200.1 | 15 | 200.7 | 286.1 | 70.1 | 0.33 | 1.63
28163 | MONTCLAIR 2 1 | 28190 | UPLAND 1 1 | 1 | Closed | Line | NO | -209.8 | -8.3 | 209.9 | 300 | 70.1 | 0.36 | 2.13
40840 | PHOENIX 74 1 | 40845 | PHOENIX 74 6 | 1 | Closed | Transformer | YES | -1395.5 | 3.9 | 1395.5 | 2004.9 | 70.1 | 1.82 | 147.57
26126 | BURBANK 10 2 | 26125 | BURBANK 10 1 | 5 | Closed | Transformer | YES | -872.6 | -1756.6 | 1961.4 | 3000 | 69.9 | 1.91 | 149.71
26126 | BURBANK 10 2 | 26125 | BURBANK 10 1 | 2 | Closed | Transformer | YES | -872.6 | -1756.6 | 1961.4 | 3000 | 69.9 | 1.91 | 149.71
60512 | AURORA 14 3 | 60513 | AURORA 14 4 | 1 | Closed | TransformerWinding | YES | -90.5 | -1.6 | 90.5 | 142.6 | 69.8 | 1.09 | 37.5
40299 | PHOENIX 68 2 | 40298 | PHOENIX 68 1 | 1 | Closed | Transformer | YES | -556.7 | -397.4 | 684 | 1044.8 | 69.8 | 0.95 | 71.81
28039 | ANAHEIM 5 2 | 28038 | ANAHEIM 5 1 | 1 | Closed | Transformer | YES | -220.4 | -237.8 | 324.3 | 506.5 | 69.7 | 0.68 | 37.36
70179 | GLENROCK 6 1 | 70180 | GLENROCK 6 2 | 1 | Closed | Transformer | YES | -71.8 | 17.2 | 73.8 | 106.2 | 69.5 | 0.23 | 6.81
25474 | LOS ANGELES 49 2 | 25473 | LOS ANGELES 49 1 | 1 | Closed | Transformer | YES | -246.2 | -325.3 | 408 | 630 | 69.5 | 0.56 | 36.08
60185 | GOLDEN 2 2 | 60273 | LITTLETON 6 1 | 1 | Closed | Line | NO | 123.7 | 56.2 | 135.8 | 195.8 | 69.4 | 0.79 | 2.28
53221 | FARMINGTON 5 1 | 53222 | FARMINGTON 5 2 | 1 | Closed | Transformer | YES | -27.9 | 4.7 | 28.3 | 40.8 | 69.3 | 0.12 | 3.24
60313 | FORT COLLINS 7 1 | 60888 | WELLINGTON 4 5 | 1 | Closed | Line | NO | -144.9 | -29.7 | 147.9 | 218.5 | 69.3 | 2.33 | 6.18
20136 | RIO LINDA 1 | 20457 | YUBA CITY 8 3 | 1 | Closed | Line | NO | -191.4 | -0.8 | 191.4 | 281.9 | 69 | 2.9 | 7.65
26186 | WILMINGTON 5 1 | 26190 | WILMINGTON 5 5 | 1 | Closed | Transformer | YES | -71.1 | 14.8 | 72.6 | 105.3 | 68.9 | 0.23 | 6.81
25267 | MARINA DEL REY 2 | 25266 | MARINA DEL REY 1 | 1 | Closed | Transformer | YES | -339.5 | -165.3 | 377.6 | 568 | 68.9 | 0.5 | 28.32
25595 | LOS ANGELES 78 2 | 25597 | LOS ANGELES 78 4 | 1 | Closed | TransformerWinding | YES | -502.5 | -4.1 | 502.5 | 730.2 | 68.9 | 0.12 | 9.36
28122 | YORBA LINDA 1 5 | 28124 | YORBA LINDA 1 7 | 1 | Closed | TransformerWinding | YES | -110.6 | -28.1 | 114.1 | 171 | 68.8 | 0.35 | 10.68
25994 | MOJAVE 8 1 | 25995 | MOJAVE 8 2 | 1 | Closed | Transformer | YES | -128.9 | 33.4 | 133.2 | 195 | 68.3 | 0.46 | 11.82
80040 | EL PASO 24 3 | 80046 | EL PASO 27 2 | 1 | Closed | Line | NO | -129.6 | -44.2 | 137 | 203.3 | 67.9 | 0.58 | 1.63
28298 | RIALTO 2 3 | 28861 | SAN BERNARDINO 10 2 | 1 | Closed | Line | NO | -125.1 | -131 | 181.2 | 269.1 | 67.9 | 0.45 | 1.64
23375 | MOSS LANDING 2 | 23374 | MOSS LANDING 1 | 1 | Closed | Transformer | YES | -1048 | -151.6 | 1058.9 | 1582.3 | 67.8 | 0.88 | 70.95
28728 | SAN DIEGO 48 1 | 28729 | SAN DIEGO 48 2 | 1 | Closed | Transformer | YES | -60.1 | -25.6 | 65.3 | 100 | 67.7 | 0.16 | 5.22
28999 | RIVERSIDE 18 2 | 28998 | RIVERSIDE 18 1 | 1 | Closed | Transformer | YES | -320.7 | -177.7 | 366.7 | 561 | 67.6 | 0.38 | 23.93
40835 | ARLINGTON 9 1 | 40837 | ARLINGTON 9 3 | 1 | Closed | Transformer | YES | -199.6 | 32.8 | 202.3 | 299.7 | 67.5 | 0.39 | 10.93
21144 | HALF MOON BAY 1 | 21154 | BURLINGAME 1 1 | 1 | Closed | Line | NO | 134.2 | -53 | 144.3 | 214.9 | 67.4 | 0.99 | 3.66
70159 | GLENROCK 5 1 | 70160 | GLENROCK 5 2 | 1 | Closed | Transformer | YES | -86.8 | -11.8 | 87.6 | 134.3 | 67 | 0.4 | 10.17
40384 | MESA 9 1 | 40940 | TEMPE 10 2 | 1 | Closed | Line | NO | -127.9 | -13.1 | 128.5 | 193.7 | 66.9 | 0.85 | 2.51
28724 | ESCONDIDO 8 1 | 28725 | ESCONDIDO 8 2 | 1 | Closed | Transformer | YES | -58.4 | -22.1 | 62.4 | 98.7 | 66.7 | 0.28 | 7.84
40433 | MESA 19 2 | 40440 | MESA 21 2 | 1 | Closed | Line | NO | -88 | -85.3 | 122.6 | 187.3 | 66.6 | 0.65 | 2.27
60797 | KREMMLING 2 1 | 60799 | KREMMLING 2 3 | 1 | Closed | Transformer | YES | -12.3 | 1.6 | 12.4 | 18.7 | 66.5 | 0.03 | 0.88
74279 | IDAHO FALLS 9 1 | 74280 | IDAHO FALLS 9 2 | 1 | Closed | Transformer | YES | -99.7 | -14.6 | 100.8 | 155.6 | 66.4 | 0.4 | 10.88
21113 | SAN FRANCISCO 15 1 | 21182 | OAKLAND 1 2 | 1 | Closed | Line | NO | -153.4 | -88 | 176.8 | 266.9 | 66.4 | 0.1 | 0.37
40125 | YOUNGTOWN 1 | 40137 | PHOENIX 3 1 | 1 | Closed | Line | NO | 117.7 | 48.8 | 127.4 | 192.1 | 66.3 | 0.29 | 0.07
77247 | BILLINGS 9 1 | 77248 | BILLINGS 9 2 | 1 | Closed | Transformer | YES | -67.5 | 13.7 | 68.9 | 103.9 | 66.3 | 0.2 | 5.38
53262 | LA MESA 5 1 | 53264 | LA MESA 5 3 | 1 | Closed | Transformer | YES | -15 | 1 | 15 | 22.8 | 66.1 | 0.04 | 0.99
10805 | ROCKPORT 2 1 | 10806 | ROCKPORT 2 2 | 1 | Closed | Transformer | YES | -77.5 | 11 | 78.3 | 118.6 | 66 | 0.24 | 6.53
21299 | SANTA CRUZ 1 2 | 21301 | SANTA CRUZ 1 4 | 1 | Closed | TransformerWinding | YES | -344.4 | -4.6 | 344.5 | 522.5 | 65.9 | 0 | 0.17
50203 | LOGAN 2 1 | 50207 | LOGAN 2 5 | 1 | Closed | TransformerWinding | YES | 553.9 | -9.8 | 554 | 847.8 | 65.9 | 1.08 | 71.26
40170 | GLENDALE 21 1 | 40110 | SURPRISE 6 1 | 1 | Closed | Line | NO | -143.9 | -58 | 155.2 | 235.5 | 65.9 | 0.08 | -0.21
40795 | PHOENIX 73 2 | 40794 | PHOENIX 73 1 | 1 | Closed | Transformer | YES | -1021.5 | -120.6 | 1028.6 | 1585.6 | 65.8 | 1.25 | 83.57
30174 | NORTH LAS VEGAS 5 2 | 30173 | NORTH LAS VEGAS 5 1 | 1 | Closed | Transformer | YES | -164.5 | -224.2 | 278.1 | 460.4 | 65.8 | 0.56 | 29.49
25347 | NORTH HOLLYWOOD 4 1 | 25490 | LOS ANGELES 54 2 | 1 | Closed | Line | NO | -119.8 | -129.1 | 176.1 | 270.1 | 65.7 | 0.41 | 1.39
60058 | DURANGO 3 3 | 60057 | DURANGO 3 2 | 1 | Closed | Transformer | YES | -62.7 | -56.8 | 84.6 | 137.6 | 65.6 | 0.24 | 7.95
40271 | PHOENIX 60 1 | 40299 | PHOENIX 68 2 | 1 | Closed | Line | NO | -92.7 | -76.7 | 120.4 | 186.2 | 65.5 | 0.42 | 1.9
28819 | IRVINE 9 1 | 28820 | IRVINE 9 2 | 1 | Closed | Transformer | YES | -19.8 | -8.4 | 21.5 | 34.3 | 65.2 | 0.07 | 1.82
40202 | PHOENIX 24 2 | 40204 | PHOENIX 24 4 | 1 | Closed | TransformerWinding | YES | -60.7 | -43.4 | 74.6 | 120 | 65.2 | 0.19 | 5.63
10434 | BONNEY LAKE 2 1 | 10433 | BONNEY LAKE 1 2 | 1 | Closed | Line | NO | -178.2 | -18.8 | 179.2 | 276.8 | 65.1 | 0.77 | 3.37
20331 | YUBA CITY 5 1 | 20332 | YUBA CITY 5 2 | 1 | Closed | Transformer | YES | -65.5 | 12.7 | 66.8 | 102.5 | 65.1 | 0.18 | 5.42
29021 | CALEXICO 5 1 | 29022 | CALEXICO 5 2 | 1 | Closed | Transformer | YES | -108.7 | 8.2 | 109 | 167.6 | 65.1 | 0.27 | 8.24
21182 | OAKLAND 1 2 | 21181 | OAKLAND 1 1 | 1 | Closed | Transformer | YES | -236.3 | -192.1 | 304.5 | 500.6 | 65.1 | 0.75 | 31.31
25097 | OXNARD 5 1 | 25893 | OXNARD 11 3 | 1 | Closed | Line | NO | -120.9 | -108.5 | 162.4 | 250.4 | 65 | 0.37 | 0.04
20254 | EL DORADO HILLS 2 1 | 20539 | POLLOCK PINES 6 1 | 1 | Closed | Line | NO | -177.4 | -27.8 | 179.6 | 279.4 | 65 | 2.13 | -0.79
21293 | HAYWARD 1 1 | 21729 | HAYWARD 8 3 | 1 | Closed | Line | NO | -167.5 | -47.3 | 174 | 269.7 | 65 | 0.62 | 2.09
50384 | DELTA 2 2 | 50401 | MONA 2 2 | 1 | Closed | Line | NO | 210 | -25.7 | 211.6 | 326.1 | 64.9 | 3.08 | -5.93
10154 | LAKEWOOD 1 1 | 10184 | LAKEWOOD 5 1 | 1 | Closed | Line | NO | 165.7 | 64.8 | 178 | 274.4 | 64.9 | 0.98 | 5.5
21161 | RICHMOND 3 2 | 21165 | RICHMOND 4 1 | 1 | Closed | Line | NO | 192.1 | -38.6 | 196 | 302.2 | 64.9 | 0.54 | 1.99
25465 | LOS ANGELES 46 1 | 25937 | EL SEGUNDO 2 1 | 1 | Closed | Line | NO | -175.2 | 2.5 | 175.3 | 271.8 | 64.8 | 0.84 | 0.53
60778 | LIMON 5 1 | 60780 | LIMON 5 3 | 1 | Closed | Transformer | YES | -175.3 | 44.5 | 180.8 | 279.3 | 64.7 | 0.43 | 15.7
53221 | FARMINGTON 5 1 | 53223 | FARMINGTON 5 3 | 1 | Closed | Transformer | YES | -15.6 | 1.5 | 15.6 | 24.2 | 64.7 | 0.02 | 0.63
10108 | COUPEVILLE 2 | 10186 | CAMANO ISLAND 1 | 1 | Closed | Line | NO | -159.5 | 12.4 | 160 | 249.3 | 64.5 | 1.15 | 4.54
21055 | GREENBRAE 1 | 21044 | FAIRFAX 1 | 1 | Closed | Line | NO | -53.5 | -96.1 | 110 | 171.4 | 64.5 | 0.15 | 0.51
60264 | LITTLETON 3 1 | 60267 | LITTLETON 3 4 | 1 | Closed | TransformerWinding | YES | 215.2 | 45.4 | 219.9 | 341.4 | 64.4 | 0.7 | 30.57
26221 | SANTA CLARITA 5 2 | 26225 | SANTA CLARITA 5 6 | 1 | Closed | Transformer | YES | -10.6 | -4.4 | 11.5 | 18.4 | 64.4 | 0.03 | 0.93
13289 | PORTLAND 23 3 | 13297 | PORTLAND 29 1 | 1 | Closed | Line | NO | 59.4 | 135.5 | 147.9 | 230 | 64.3 | 0.22 | 0.97
26209 | MOJAVE 15 1 | 26210 | MOJAVE 15 2 | 1 | Closed | Transformer | YES | -83 | 19.3 | 85.2 | 132.6 | 64.2 | 0.13 | 4.61
23402 | LATHROP 2 1 | 23403 | LATHROP 2 2 | 1 | Closed | Transformer | YES | -45.7 | -20.3 | 50 | 80.1 | 64.2 | 0.09 | 3.1
40940 | TEMPE 10 2 | 40942 | TEMPE 10 4 | 1 | Closed | TransformerWinding | YES | -685.1 | -13.8 | 685.3 | 1070.5 | 64.2 | -1.06 | -79.53
40116 | EL MIRAGE 2 1 | 40125 | YOUNGTOWN 1 | 1 | Closed | Line | NO | 110.7 | 51.9 | 122.3 | 190.6 | 64.2 | 0.51 | 1.14
40103 | GOODYEAR 4 1 | 40781 | BUCKEYE 4 5 | 1 | Closed | Line | NO | -120.5 | 9.6 | 120.9 | 193.2 | 64.1 | 3.4 | 7.74
28983 | RANCHO CUCAMONGA 9 1 | 28984 | RANCHO CUCAMONGA 9 2 | 1 | Closed | Transformer | YES | -49.4 | -20.9 | 53.7 | 86.9 | 64.1 | 0.15 | 4.44
60589 | CALHAN 1 | 60650 | LIMON 2 3 | 1 | Closed | Line | NO | -121.2 | 23.1 | 123.4 | 197.2 | 64 | 3.51 | 3.59
29082 | SUN CITY 4 3 | 29081 | SUN CITY 4 2 | 1 | Closed | Transformer | YES | -302 | -147 | 335.9 | 544.1 | 64 | 0.52 | 24.97
60511 | AURORA 14 2 | 60495 | AURORA 13 1 | 1 | Closed | Line | NO | -108.5 | -54.7 | 121.5 | 193.3 | 63.9 | 0.73 | 3.12
40346 | MESA 3 1 | 40313 | TEMPE 5 1 | 1 | Closed | Line | NO | -126.2 | -16.1 | 127.3 | 200 | 63.9 | 0.39 | 0.94
10361 | PUYALLUP 5 1 | 10286 | PUYALLUP 1 1 | 1 | Closed | Line | NO | -178.9 | -66.5 | 190.8 | 300 | 63.8 | 0.21 | 0.72
80007 | EL PASO 3 2 | 80011 | EL PASO 6 1 | 1 | Closed | Line | NO | 109.4 | 72.3 | 131.2 | 205.7 | 63.7 | 0.24 | 1.06
20459 | YUBA CITY 9 1 | 20460 | YUBA CITY 9 2 | 1 | Closed | Transformer | YES | -47 | -21.6 | 51.8 | 83.1 | 63.7 | 0.08 | 2.44
25769 | AZUSA 2 3 | 25770 | AZUSA 2 4 | 1 | Closed | TransformerWinding | YES | -77.2 | -8.4 | 77.7 | 125.4 | 63.5 | 0.19 | 10.37
28945 | STANTON 2 1 | 28946 | STANTON 2 2 | 1 | Closed | Transformer | YES | -49.5 | -21.5 | 53.9 | 87.7 | 63.5 | 0.14 | 3.83
50383 | DELTA 2 1 | 50386 | DELTA 2 4 | 1 | Closed | Transformer | YES | -816 | 152.5 | 830.1 | 1307 | 63.5 | 0.71 | 52.43
40383 | MESA 8 2 | 40382 | MESA 8 1 | 1 | Closed | Transformer | YES | -673.9 | -148.8 | 690.2 | 1110.7 | 63.5 | 0.81 | 56.01
21630 | SAN JOSE 45 1 | 21631 | SAN JOSE 45 2 | 1 | Closed | Transformer | YES | -55 | -23.2 | 59.7 | 95.8 | 63.4 | 0.08 | 2.58
30137 | LAS VEGAS 23 1 | 30172 | NORTH LAS VEGAS 4 2 | 1 | Closed | Line | NO | -208.3 | -28.2 | 210.2 | 332.3 | 63.4 | 0.75 | -1.17
60853 | COLORADO SPRINGS 34 2 | 60852 | COLORADO SPRINGS 34 1 | 1 | Closed | Transformer | YES | -557.2 | -269.8 | 619 | 1024.7 | 63.4 | 1 | 62.84
20455 | YUBA CITY 8 1 | 20456 | YUBA CITY 8 2 | 1 | Closed | Transformer | YES | -46.6 | -17.4 | 49.8 | 83 | 63.4 | 0.18 | 6.54
10893 | BURLINGTON 2 2 | 10892 | BURLINGTON 2 1 | 2 | Closed | Transformer | YES | -514.5 | -797.3 | 948.9 | 1618.3 | 63.4 | 1.09 | 88.94
28993 | COACHELLA 3 1 | 28995 | COACHELLA 3 3 | 1 | Closed | Transformer | YES | -45.9 | -21.1 | 50.5 | 81.7 | 63.2 | 0.09 | 2.4
26233 | MOJAVE 16 1 | 26234 | MOJAVE 16 2 | 1 | Closed | Transformer | YES | -110.8 | 24.1 | 113.4 | 179.4 | 63.2 | 0.16 | 4.28
40520 | TUCSON 18 1 | 40522 | TUCSON 19 2 | 1 | Closed | Line | NO | -7.8 | 75.4 | 75.8 | 126.8 | 63.2 | 0.46 | -4.25
53294 | FRUITLAND 2 1 | 53297 | FRUITLAND 2 4 | 1 | Closed | Transformer | YES | -814.4 | 128.7 | 824.5 | 1305.2 | 63.2 | 0.42 | 28.89
10894 | BURLINGTON 2 3 | 10893 | BURLINGTON 2 2 | 1 | Closed | Transformer | YES | -264.1 | -127.1 | 293.1 | 483 | 63.1 | 0.41 | 24.72
10662 | SPOKANE 17 2 | 10661 | SPOKANE 17 1 | 1 | Closed | Transformer | YES | -264.3 | -167.1 | 312.7 | 521.1 | 63.1 | 0.41 | 28.12
28861 | SAN BERNARDINO 10 2 | 28860 | SAN BERNARDINO 10 1 | 1 | Closed | Transformer | YES | -180.9 | -206 | 274.1 | 467.6 | 63.1 | 0.44 | 26.95
26095 | LONG BEACH 27 2 | 28023 | ANAHEIM 2 1 | 1 | Closed | Line | NO | 460.5 | 793.4 | 917.4 | 1454.3 | 63.1 | 1.12 | 7.57
53266 | ALBUQUERQUE 30 1 | 53268 | ALBUQUERQUE 30 3 | 1 | Closed | Transformer | YES | -149.2 | 25.4 | 151.3 | 239.9 | 63.1 | 0.2 | 8.73
25490 | LOS ANGELES 54 2 | 25489 | LOS ANGELES 54 1 | 2 | Closed | Transformer | YES | -251.7 | -265.7 | 366.1 | 623.9 | 63.1 | 0.55 | 36.18
25490 | LOS ANGELES 54 2 | 25489 | LOS ANGELES 54 1 | 3 | Closed | Transformer | YES | -251.7 | -265.7 | 366.1 | 623.9 | 63.1 | 0.55 | 36.18
21126 | SAN BRUNO 1 1 | 21143 | SAN FRANCISCO 26 1 | 1 | Closed | Line | NO | 71 | -114.4 | 134.6 | 214.2 | 63.1 | 0.12 | 0.54
30418 | LAS VEGAS 75 2 | 30425 | LAS VEGAS 76 1 | 1 | Closed | Line | NO | 242.6 | 5.6 | 242.7 | 385.2 | 63 | 0.25 | 0.56
20294 | BELDEN 1 | 20295 | BELDEN 2 | 1 | Closed | Transformer | YES | -85 | -38.6 | 93.4 | 153.3 | 63 | 0.28 | 6.63
10808 | RICHLAND 4 1 | 10811 | RICHLAND 4 4 | 1 | Closed | Transformer | YES | -1193.6 | -161.3 | 1204.5 | 1955 | 63 | 1.49 | 135.7
60740 | GEORGETOWN 3 | 60742 | GEORGETOWN 5 | 1 | Closed | TransformerWinding | YES | -127.4 | 5.2 | 127.6 | 202.6 | 63 | 0.02 | 1.32
23017 | SALINAS 5 2 | 23016 | SALINAS 5 1 | 1 | Closed | Transformer | YES | -284.7 | -196.8 | 346.1 | 583.2 | 62.9 | 0.66 | 33.63
40064 | BUCKEYE 1 1 | 40996 | TONOPAH 5 1 | 1 | Closed | Line | NO | -119.1 | -6.5 | 119.3 | 191.6 | 62.9 | 0.93 | 3.22
80007 | EL PASO 3 2 | 80006 | EL PASO 3 1 | 1 | Closed | Transformer | YES | -111.7 | -105.9 | 153.9 | 261.1 | 62.8 | 0.35 | 13.68
80007 | EL PASO 3 2 | 80006 | EL PASO 3 1 | 2 | Closed | Transformer | YES | -111.7 | -105.9 | 153.9 | 261.1 | 62.8 | 0.35 | 13.68
28039 | ANAHEIM 5 2 | 28053 | FULLERTON 3 1 | 1 | Closed | Line | NO | 148.8 | 90.9 | 174.4 | 278.2 | 62.7 | 0.22 | 0.64
53290 | LA MESA 6 1 | 53293 | LA MESA 6 4 | 1 | Closed | Transformer | YES | -142.8 | 6.6 | 142.9 | 228.2 | 62.6 | 0.16 | 7.55
11049 | VANCOUVER 18 2 | 11048 | VANCOUVER 18 1 | 2 | Closed | Transformer | YES | -210.3 | -269.9 | 342.2 | 582.3 | 62.6 | 0.54 | 27.3
28993 | COACHELLA 3 1 | 28994 | COACHELLA 3 2 | 1 | Closed | Transformer | YES | -45.9 | -20.7 | 50.4 | 82.6 | 62.6 | 0.1 | 2.81
26037 | OXNARD 13 3 | 26036 | OXNARD 13 2 | 1 | Closed | Transformer | YES | -143.1 | -204 | 249.1 | 435 | 62.5 | 0.55 | 27.07
20539 | POLLOCK PINES 6 1 | 20540 | POLLOCK PINES 6 2 | 1 | Closed | Transformer | YES | -61.6 | -27.8 | 67.6 | 110.6 | 62.5 | 0.1 | 3.27
23350 | TURLOCK 4 1 | 23351 | TURLOCK 4 2 | 1 | Closed | Transformer | YES | -49.5 | -23 | 54.6 | 89.3 | 62.3 | 0.09 | 2.36
25649 | LAKEWOOD 8 3 | 26172 | LONG BEACH 28 2 | 3 | Closed | Line | NO | -198.8 | -2.9 | 198.8 | 319.9 | 62.3 | 0.36 | 1.43
25649 | LAKEWOOD 8 3 | 26172 | LONG BEACH 28 2 | 1 | Closed | Line | NO | -198.8 | -2.9 | 198.8 | 319.9 | 62.3 | 0.36 | 1.43
25649 | LAKEWOOD 8 3 | 26172 | LONG BEACH 28 2 | 2 | Closed | Line | NO | -198.8 | -2.9 | 198.8 | 319.9 | 62.3 | 0.36 | 1.43
25649 | LAKEWOOD 8 3 | 26172 | LONG BEACH 28 2 | 4 | Closed | Line | NO | -198.8 | -2.9 | 198.8 | 319.9 | 62.3 | 0.36 | 1.43
60288 | LOVELAND 4 2 | 60287 | LOVELAND 4 1 | 1 | Closed | Transformer | YES | -97.5 | -63.7 | 116.4 | 200.1 | 62.3 | 0.27 | 13.57
74300 | OLDTOWN 1 | 74301 | OLDTOWN 2 | 1 | Closed | Transformer | YES | -9.9 | -4.8 | 11 | 18.2 | 62.1 | 0.02 | 0.62
40108 | SURPRISE 4 2 | 40107 | SURPRISE 4 1 | 1 | Closed | Transformer | YES | -385.9 | -526.1 | 652.5 | 1130.6 | 62.1 | 0.8 | 59.64
26207 | NEWHALL 4 1 | 26208 | NEWHALL 4 2 | 1 | Closed | Transformer | YES | -42.5 | -18.4 | 46.3 | 77.1 | 62.1 | 0.13 | 3.41
25482 | LOS ANGELES 52 2 | 25481 | LOS ANGELES 52 1 | 1 | Closed | Transformer | YES | -326.7 | -100.2 | 341.8 | 565.3 | 62 | 0.43 | 25.59
40807 | QUEEN CREEK 3 1 | 40808 | QUEEN CREEK 3 2 | 1 | Closed | Transformer | YES | -15.3 | 0.4 | 15.3 | 24.7 | 62 | 0.02 | 0.44
60878 | FOUNTAIN 5 3 | 60880 | FOUNTAIN 5 5 | 1 | Closed | TransformerWinding | YES | -150.8 | -35.2 | 154.8 | 250 | 61.9 | -0.02 | -0.99
28925 | NORTH PALM SPRINGS 4 2 | 28927 | NORTH PALM SPRINGS 4 4 | 1 | Closed | Transformer | YES | -49.6 | -22.1 | 54.3 | 90.2 | 61.9 | 0.13 | 3.31
60754 | COMMERCE CITY 3 3 | 60756 | COMMERCE CITY 3 5 | 1 | Closed | TransformerWinding | YES | -128.9 | -9.3 | 129.2 | 208.9 | 61.8 | -0.41 | -14.43
13303 | PORTLAND 33 2 | 13304 | PORTLAND 34 1 | 3 | Closed | Line | NO | 168.6 | 56.2 | 177.7 | 287.8 | 61.8 | 0.33 | -1.55
13303 | PORTLAND 33 2 | 13304 | PORTLAND 34 1 | 2 | Closed | Line | NO | 168.6 | 56.2 | 177.7 | 287.8 | 61.8 | 0.33 | -1.55
13303 | PORTLAND 33 2 | 13304 | PORTLAND 34 1 | 4 | Closed | Line | NO | 168.6 | 56.2 | 177.7 | 287.8 | 61.8 | 0.33 | -1.55
13303 | PORTLAND 33 2 | 13304 | PORTLAND 34 1 | 1 | Closed | Line | NO | 168.6 | 56.2 | 177.7 | 287.8 | 61.8 | 0.33 | -1.55
13303 | PORTLAND 33 2 | 13304 | PORTLAND 34 1 | 5 | Closed | Line | NO | 168.6 | 56.2 | 177.7 | 287.8 | 61.8 | 0.33 | -1.55
50383 | DELTA 2 1 | 50385 | DELTA 2 3 | 1 | Closed | Transformer | YES | -815.8 | 166.9 | 832.7 | 1349.9 | 61.7 | 0.82 | 66.86
11028 | FERNDALE 2 2 | 10923 | BLAINE 2 1 | 1 | Closed | Line | NO | -101.9 | -73.4 | 125.6 | 203.8 | 61.7 | 0.02 | 0.08
25402 | LOS ANGELES 24 2 | 25401 | LOS ANGELES 24 1 | 1 | Closed | Transformer | YES | -271.1 | -165.1 | 317.4 | 536.9 | 61.6 | 0.4 | 23.82
21126 | SAN BRUNO 1 1 | 21129 | SAN FRANCISCO 22 1 | 1 | Closed | Line | NO | -108 | 95.3 | 144 | 239.6 | 61.5 | 0.64 | -4.31
21485 | SAN JOSE 14 1 | 21529 | SAN JOSE 29 1 | 1 | Closed | Line | NO | -83.1 | -136.1 | 159.5 | 260.8 | 61.5 | 0.19 | 0.92
20348 | ANDERSON 2 1 | 20350 | ANDERSON 2 3 | 1 | Closed | Transformer | YES | -18.3 | 1.1 | 18.3 | 29.8 | 61.5 | 0.03 | 1.09
20539 | POLLOCK PINES 6 1 | 20541 | POLLOCK PINES 6 3 | 1 | Closed | Transformer | YES | -60.1 | -27.1 | 65.9 | 110.2 | 61.5 | 0.15 | 3.94
40883 | GILA BEND 5 1 | 40958 | GILA BEND 6 3 | 1 | Closed | Line | NO | 114 | -53.6 | 126 | 205.2 | 61.4 | 0.04 | 0.15
40883 | GILA BEND 5 1 | 40958 | GILA BEND 6 3 | 2 | Closed | Line | NO | 114 | -53.6 | 126 | 205.2 | 61.4 | 0.04 | 0.15
40883 | GILA BEND 5 1 | 40958 | GILA BEND 6 3 | 3 | Closed | Line | NO | 114 | -53.6 | 126 | 205.2 | 61.4 | 0.04 | 0.15
10460 | REDMOND 2 2 | 10396 | KIRKLAND 2 1 | 3 | Closed | Line | NO | 181.4 | 39.1 | 185.6 | 303.2 | 61.2 | 0.4 | 2.16
10460 | REDMOND 2 2 | 10396 | KIRKLAND 2 1 | 4 | Closed | Line | NO | 181.4 | 39.1 | 185.6 | 303.2 | 61.2 | 0.4 | 2.16
10460 | REDMOND 2 2 | 10396 | KIRKLAND 2 1 | 1 | Closed | Line | NO | 181.4 | 39.1 | 185.6 | 303.2 | 61.2 | 0.4 | 2.16
10460 | REDMOND 2 2 | 10396 | KIRKLAND 2 1 | 2 | Closed | Line | NO | 181.4 | 39.1 | 185.6 | 303.2 | 61.2 | 0.4 | 2.16
60490 | COLORADO SPRINGS 12 2 | 60489 | COLORADO SPRINGS 12 1 | 3 | Closed | Transformer | YES | -128.6 | -93.3 | 158.9 | 272.2 | 61.2 | 0.31 | 12.16
60490 | COLORADO SPRINGS 12 2 | 60489 | COLORADO SPRINGS 12 1 | 2 | Closed | Transformer | YES | -128.6 | -93.3 | 158.9 | 272.2 | 61.2 | 0.31 | 12.16
60490 | COLORADO SPRINGS 12 2 | 60489 | COLORADO SPRINGS 12 1 | 1 | Closed | Transformer | YES | -128.6 | -93.3 | 158.9 | 272.2 | 61.2 | 0.31 | 12.16
29025 | CARLSBAD 6 2 | 29024 | CARLSBAD 6 1 | 1 | Closed | Transformer | YES | -892.7 | -285.8 | 937.3 | 1562.6 | 61.1 | 0.64 | 52.79
21532 | SAN JOSE 31 2 | 21531 | SAN JOSE 31 1 | 1 | Closed | Transformer | YES | -220.3 | -165.3 | 275.4 | 480.3 | 61.1 | 0.54 | 28.3
40810 | GLENDALE 23 2 | 40812 | GLENDALE 23 4 | 1 | Closed | TransformerWinding | YES | -672.3 | 59.9 | 674.9 | 1104.4 | 61.1 | 0.39 | 30.14
53240 | SUNLAND PARK 2 3 | 53239 | SUNLAND PARK 2 2 | 2 | Closed | Transformer | YES | -104.3 | -101.9 | 145.8 | 257.5 | 61.1 | 0.52 | 15.3
21306 | PALO ALTO 4 2 | 21359 | NEWARK 1 1 | 1 | Closed | Line | NO | -169.9 | -9.5 | 170.2 | 280 | 61 | 0.46 | 2.28
40008 | BULLHEAD CITY 1 1 | 40731 | CHLORIDE 1 3 | 1 | Closed | Line | NO | -113.5 | -20.7 | 115.4 | 190.8 | 61 | 0.78 | 0.98
10449 | AUBURN 5 1 | 10463 | KENT 8 2 | 1 | Closed | Line | NO | -167.7 | 3.4 | 167.7 | 275.8 | 60.9 | 0.32 | 1.31
21374 | UNION CITY 1 2 | 21373 | UNION CITY 1 1 | 1 | Closed | Transformer | YES | -167.7 | -201.8 | 262.4 | 466.8 | 60.9 | 0.35 | 27.4
74287 | HAGERMAN 5 1 | 74292 | HAGERMAN 5 6 | 1 | Closed | Transformer | YES | -9.2 | 2.3 | 9.5 | 15.6 | 60.8 | 0.02 | 0.54
26130 | AVILA BEACH 1 | 26134 | AVILA BEACH 5 | 1 | Closed | Transformer | YES | -1155.9 | 18.8 | 1156 | 1905.4 | 60.8 | 0.92 | 72.74
40075 | BUCKEYE 3 2 | 40257 | PHOENIX 55 1 | 1 | Closed | Line | NO | 127.9 | 29.1 | 131.2 | 216.2 | 60.7 | 1.7 | -2.44
40075 | BUCKEYE 3 2 | 40257 | PHOENIX 55 1 | 3 | Closed | Line | NO | 127.9 | 29.1 | 131.2 | 216.2 | 60.7 | 1.7 | -2.44
40075 | BUCKEYE 3 2 | 40257 | PHOENIX 55 1 | 2 | Closed | Line | NO | 127.9 | 29.1 | 131.2 | 216.2 | 60.7 | 1.7 | -2.44
28266 | FONTANA 7 2 | 28344 | HESPERIA 3 2 | 1 | Closed | Line | NO | -165.9 | 32 | 168.9 | 279.9 | 60.7 | 0.88 | 0.14
30245 | BOULDER CITY 1 2 | 30247 | BOULDER CITY 1 4 | 1 | Closed | TransformerWinding | YES | 88.4 | 17.4 | 90.1 | 150 | 60.6 | -0.12 | -3.48
40163 | GLENDALE 15 1 | 40187 | PHOENIX 16 2 | 3 | Closed | Line | NO | -117.8 | -63.3 | 133.8 | 221.2 | 60.6 | 0.12 | 0.48
40163 | GLENDALE 15 1 | 40187 | PHOENIX 16 2 | 5 | Closed | Line | NO | -117.8 | -63.3 | 133.8 | 221.2 | 60.6 | 0.12 | 0.48
40163 | GLENDALE 15 1 | 40187 | PHOENIX 16 2 | 2 | Closed | Line | NO | -117.8 | -63.3 | 133.8 | 221.2 | 60.6 | 0.12 | 0.48
40163 | GLENDALE 15 1 | 40187 | PHOENIX 16 2 | 1 | Closed | Line | NO | -117.8 | -63.3 | 133.8 | 221.2 | 60.6 | 0.12 | 0.48
40163 | GLENDALE 15 1 | 40187 | PHOENIX 16 2 | 4 | Closed | Line | NO | -117.8 | -63.3 | 133.8 | 221.2 | 60.6 | 0.12 | 0.48
11011 | GRAND COULEE 1 | 11016 | GRAND COULEE 6 | 1 | Closed | Transformer | YES | -1081.3 | -231.3 | 1105.8 | 1864.6 | 60.6 | 1.15 | 91.2
20310 | CAMINO 3 | 20315 | CAMINO 8 | 1 | Closed | Transformer | YES | -5.5 | 0.7 | 5.5 | 9.1 | 60.6 | 0.01 | 0.36
77279 | FAIRFIELD 7 1 | 77280 | FAIRFIELD 7 2 | 1 | Closed | Transformer | YES | -78.2 | -17.9 | 80.3 | 134.5 | 60.5 | 0.12 | 4.16
20356 | ELK GROVE 7 2 | 20355 | ELK GROVE 7 1 | 1 | Closed | Transformer | YES | -264.6 | -142.2 | 300.3 | 524.2 | 60.4 | 0.43 | 31.04
60303 | FORT COLLINS 5 3 | 60305 | FORT COLLINS 5 5 | 1 | Closed | TransformerWinding | YES | -57.2 | -4 | 57.4 | 95 | 60.4 | -0.04 | -1.2
10958 | CENTERVILLE 1 2 | 10933 | GOLDENDALE 4 1 | 1 | Closed | Line | NO | -199.6 | 36.6 | 202.9 | 336.3 | 60.4 | 0.82 | 4.13
60684 | PLATTEVILLE 2 3 | 60683 | PLATTEVILLE 2 2 | 1 | Closed | Transformer | YES | -248.2 | -165.4 | 298.3 | 522.7 | 60.4 | 0.65 | 28.4
40672 | SPRINGERVILLE 1 1 | 40877 | SPRINGERVILLE 2 3 | 1 | Closed | Line | NO | -114.9 | 4.8 | 115 | 192 | 60.3 | 0.91 | 2.48
25400 | LOS ANGELES 23 1 | 25490 | LOS ANGELES 54 2 | 1 | Closed | Line | NO | -145.1 | -69.5 | 160.9 | 268.8 | 60.3 | 0.41 | 1.78
21298 | SANTA CRUZ 1 1 | 21301 | SANTA CRUZ 1 4 | 1 | Closed | TransformerWinding | YES | 344.7 | 18.5 | 345.2 | 572.5 | 60.3 | 0.24 | 13.76
40497 | TUCSON 8 1 | 40518 | TUCSON 16 2 | 1 | Closed | Line | NO | -112 | -22.9 | 114.3 | 191.3 | 60.2 | 0.64 | 0.57
40498 | TUCSON 9 1 | 40806 | TUCSON 49 2 | 1 | Closed | Line | NO | -112.1 | -20.6 | 114 | 190.8 | 60.1 | 0.63 | 0.4
26006 | OXNARD 12 2 | 26008 | OXNARD 12 4 | 1 | Closed | TransformerWinding | YES | -336.9 | -2.2 | 336.9 | 562.3 | 60 | 0.22 | 10.05
25880 | GOLETA 3 1 | 25881 | GOLETA 3 2 | 1 | Closed | Transformer | YES | -57.6 | 11.6 | 58.7 | 97.9 | 60 | 0.18 | 5.13
28047 | GARDEN GROVE 5 2 | 28088 | SANTA ANA 5 1 | 1 | Closed | Line | NO | 75.5 | 122.8 | 144.2 | 240.6 | 59.9 | 0.42 | 1.61
53290 | LA MESA 6 1 | 53292 | LA MESA 6 3 | 1 | Closed | Transformer | YES | -142.6 | 9.9 | 143 | 238.8 | 59.9 | 0.28 | 10.81
25893 | OXNARD 11 3 | 26037 | OXNARD 13 3 | 1 | Closed | Line | NO | -71.8 | -117.4 | 137.6 | 230.4 | 59.9 | 0.06 | 0.36
40303 | SCOTTSDALE 1 1 | 40336 | SCOTTSDALE 8 2 | 1 | Closed | Line | NO | -112.6 | 20.7 | 114.4 | 191.4 | 59.9 | 0.35 | 1.22
20382 | FORBESTOWN 1 1 | 20383 | FORBESTOWN 1 2 | 1 | Closed | Transformer | YES | -58.9 | 6.5 | 59.3 | 99 | 59.8 | 0.1 | 3.62
40121 | AVONDALE 3 2 | 40151 | PHOENIX 4 2 | 1 | Closed | Line | NO | -103.5 | -42.2 | 111.8 | 189.8 | 59.7 | 0.69 | 2.45
25633 | ALHAMBRA 3 2 | 25663 | PASADENA 5 1 | 1 | Closed | Line | NO | 92.2 | 111.9 | 145 | 243.5 | 59.6 | 0.15 | -0.35
25775 | LANCASTER 6 2 | 26092 | BORON 3 1 | 1 | Closed | Line | NO | -158.8 | -6.8 | 158.9 | 268.6 | 59.5 | 1.08 | -10.67
40418 | MESA 16 1 | 40383 | MESA 8 2 | 1 | Closed | Line | NO | -104.3 | -42.6 | 112.7 | 190.6 | 59.5 | 0.33 | 1.32
41004 | TONOPAH 6 1 | 41005 | TONOPAH 6 2 | 1 | Closed | Transformer | YES | -11.6 | 0.8 | 11.6 | 19.5 | 59.5 | 0.03 | 0.78
13137 | SALEM 9 2 | 13136 | SALEM 9 1 | 1 | Closed | Transformer | YES | -253 | -154.6 | 296.5 | 518.2 | 59.4 | 0.4 | 20.45
26041 | WILMINGTON 4 1 | 26042 | WILMINGTON 4 2 | 1 | Closed | Transformer | YES | -58.1 | 7 | 58.5 | 98.5 | 59.4 | 0.13 | 3.64
40419 | MESA 17 1 | 40409 | GILBERT 7 1 | 1 | Closed | Line | NO | -86.9 | -66.5 | 109.5 | 185.9 | 59.4 | 0.28 | 1.3
28827 | CALIPATRIA 3 2 | 28829 | CALIPATRIA 3 4 | 1 | Closed | Transformer | YES | -12.8 | 1 | 12.9 | 21.7 | 59.4 | 0.04 | 1.02
25931 | NORWALK 4 2 | 25930 | NORWALK 4 1 | 1 | Closed | Transformer | YES | -332 | -40.4 | 334.5 | 568.8 | 59.4 | 0.24 | 19.63
40484 | TUCSON 3 1 | 40806 | TUCSON 49 2 | 1 | Closed | Line | NO | -105.3 | -34.4 | 110.8 | 189.9 | 59.3 | 0.85 | 3.15
26119 | MOJAVE 14 1 | 26121 | MOJAVE 14 3 | 1 | Closed | Transformer | YES | -8.4 | 2.4 | 8.8 | 14.8 | 59.3 | 0.03 | 0.74
26130 | AVILA BEACH 1 | 26133 | AVILA BEACH 4 | 1 | Closed | Transformer | YES | -1155.9 | 13.4 | 1156 | 1952.8 | 59.3 | 0.9 | 67.32
60159 | CANON CITY 2 2 | 60158 | CANON CITY 2 1 | 1 | Closed | Transformer | YES | -113.7 | -5.4 | 113.9 | 193.2 | 59.3 | 0.16 | 6.96
40948 | HEBER 5 2 | 40632 | SNOWFLAKE 1 2 | 1 | Closed | Line | NO | 22.9 | 78.5 | 81.8 | 138.1 | 59.3 | 0.18 | 0.58
60855 | ESTES PARK 2 1 | 60856 | ESTES PARK 2 2 | 1 | Closed | Transformer | YES | -20.4 | -9.8 | 22.6 | 39.7 | 59.2 | 0.08 | 1.75
10088 | PORT ORCHARD 1 1 | 10128 | BREMERTON 5 2 | 1 | Closed | Line | NO | -148.2 | -35.6 | 152.4 | 259 | 59.1 | 0.35 | 1.72
40215 | PHOENIX 30 2 | 40241 | PHOENIX 48 1 | 1 | Closed | Line | NO | 92.7 | 55.5 | 108 | 182.8 | 59.1 | 0.05 | 0.17
28575 | LA MESA 2 2 | 28574 | LA MESA 2 1 | 1 | Closed | Transformer | YES | -276.4 | -130.8 | 305.8 | 536.9 | 59.1 | 0.37 | 24.23
40108 | SURPRISE 4 2 | 40129 | SUN CITY 7 1 | 5 | Closed | Line | NO | 124 | 45.7 | 132.2 | 223.7 | 59.1 | 0.17 | 0.46
40108 | SURPRISE 4 2 | 40129 | SUN CITY 7 1 | 2 | Closed | Line | NO | 124 | 45.7 | 132.2 | 223.7 | 59.1 | 0.17 | 0.46
40108 | SURPRISE 4 2 | 40129 | SUN CITY 7 1 | 4 | Closed | Line | NO | 124 | 45.7 | 132.2 | 223.7 | 59.1 | 0.17 | 0.46
40108 | SURPRISE 4 2 | 40129 | SUN CITY 7 1 | 3 | Closed | Line | NO | 124 | 45.7 | 132.2 | 223.7 | 59.1 | 0.17 | 0.46
40108 | SURPRISE 4 2 | 40129 | SUN CITY 7 1 | 1 | Closed | Line | NO | 124 | 45.7 | 132.2 | 223.7 | 59.1 | 0.17 | 0.46
25368 | INGLEWOOD 4 3 | 26214 | PLAYA DEL REY 3 | 1 | Closed | Line | NO | -173.6 | -32.7 | 176.6 | 300 | 59.1 | 0.38 | 1.18
40360 | MESA 6 1 | 40383 | MESA 8 2 | 1 | Closed | Line | NO | -106.8 | -31.7 | 111.4 | 189.8 | 59.1 | 0.47 | 1.03
20091 | YUBA CITY 1 1 | 20425 | YUBA CITY 6 3 | 1 | Closed | Line | NO | -164.3 | -22.7 | 165.8 | 281.1 | 59.1 | 0.13 | 0.47
80010 | EL PASO 5 1 | 53240 | SUNLAND PARK 2 3 | 1 | Closed | Line | NO | -113.4 | -32.6 | 118 | 200.5 | 59 | 0.18 | 0.61
13325 | OREGON CITY 2 2 | 13327 | OREGON CITY 2 4 | 1 | Closed | TransformerWinding | YES | -324.9 | 67.8 | 331.9 | 564.2 | 59 | -0.08 | -4.49
26055 | BAKERSFIELD 32 2 | 26056 | BAKERSFIELD 32 3 | 1 | Closed | Transformer | YES | -45.7 | 8.3 | 46.5 | 78.8 | 59 | 0.11 | 3.23
25913 | TUPMAN 1 1 | 25914 | TUPMAN 1 2 | 1 | Closed | Transformer | YES | -46.3 | -10.3 | 47.4 | 82.6 | 58.9 | 0.15 | 4.3
60854 | COLORADO SPRINGS 34 3 | 60516 | COLORADO SPRINGS 21 1 | 1 | Closed | Line | NO | 77.6 | 75.6 | 108.4 | 184.1 | 58.9 | 0.32 | 0.89
21121 | SAN FRANCISCO 20 2 | 21125 | SAN FRANCISCO 21 2 | 1 | Closed | Line | NO | 132.5 | -79.4 | 154.5 | 262.8 | 58.8 | 0.1 | 0.44
29005 | COLTON 5 1 | 29007 | COLTON 5 3 | 1 | Closed | Transformer | YES | -22.2 | -9.7 | 24.3 | 42.6 | 58.8 | 0.07 | 1.67
10383 | MERCER ISLAND 1 | 10436 | BELLEVUE 4 1 | 1 | Closed | Line | NO | 122 | 116.7 | 168.8 | 288.5 | 58.8 | 0.54 | -1.77
60097 | EDWARDS 2 | 60096 | EDWARDS 1 | 1 | Closed | Transformer | YES | -86.1 | -59.2 | 104.5 | 183.9 | 58.8 | 0.13 | 5.94
10396 | KIRKLAND 2 1 | 10409 | BOTHELL 4 1 | 1 | Closed | Line | NO | 168.9 | 34.5 | 172.4 | 293.5 | 58.7 | 0.19 | 0.45
10396 | KIRKLAND 2 1 | 10409 | BOTHELL 4 1 | 2 | Closed | Line | NO | 168.9 | 34.5 | 172.4 | 293.5 | 58.7 | 0.19 | 0.45
10396 | KIRKLAND 2 1 | 10409 | BOTHELL 4 1 | 4 | Closed | Line | NO | 168.9 | 34.5 | 172.4 | 293.5 | 58.7 | 0.19 | 0.45
10396 | KIRKLAND 2 1 | 10409 | BOTHELL 4 1 | 3 | Closed | Line | NO | 168.9 | 34.5 | 172.4 | 293.5 | 58.7 | 0.19 | 0.45
30389 | SPARKS 9 3 | 30388 | SPARKS 9 2 | 1 | Closed | Transformer | YES | -254.7 | -31.2 | 256.6 | 441.8 | 58.7 | 0.31 | 15.82
10370 | EVERETT 2 2 | 10369 | EVERETT 2 1 | 1 | Closed | Transformer | YES | -323.4 | 24.6 | 324.4 | 552.9 | 58.7 | 0.22 | 14.53
13365 | SANDY 1 3 | 13401 | THE DALLES 1 2 | 1 | Closed | Line | NO | -164.7 | 1.2 | 164.7 | 287.4 | 58.6 | 2.08 | -23.29
13365 | SANDY 1 3 | 13401 | THE DALLES 1 2 | 3 | Closed | Line | NO | -164.7 | 1.2 | 164.7 | 287.4 | 58.6 | 2.08 | -23.29
13365 | SANDY 1 3 | 13401 | THE DALLES 1 2 | 4 | Closed | Line | NO | -164.7 | 1.2 | 164.7 | 287.4 | 58.6 | 2.08 | -23.29
13365 | SANDY 1 3 | 13401 | THE DALLES 1 2 | 2 | Closed | Line | NO | -164.7 | 1.2 | 164.7 | 287.4 | 58.6 | 2.08 | -23.29
13365 | SANDY 1 3 | 13401 | THE DALLES 1 2 | 5 | Closed | Line | NO | -164.7 | 1.2 | 164.7 | 287.4 | 58.6 | 2.08 | -23.29
10745 | ELLENSBURG 3 1 | 10746 | ELLENSBURG 3 2 | 1 | Closed | Transformer | YES | -66.2 | 17.7 | 68.5 | 117 | 58.6 | 0.14 | 4.78
26218 | BAKERSFIELD 33 1 | 26219 | BAKERSFIELD 33 2 | 1 | Closed | Transformer | YES | -45.7 | 4.5 | 46 | 78.5 | 58.5 | 0.07 | 2.29
25858 | LONG BEACH 24 2 | 25544 | LONG BEACH 4 1 | 1 | Closed | Line | NO | 154.9 | 13.3 | 155.5 | 266.1 | 58.4 | 0.37 | 1.07
25195 | CANOGA PARK 1 2 | 25253 | NORTH HILLS 2 1 | 1 | Closed | Line | NO | 53.3 | 120.7 | 131.9 | 225.8 | 58.4 | 0.21 | 0.94
23100 | MODESTO 9 3 | 23474 | MODESTO 12 2 | 1 | Closed | Line | NO | -174.6 | -5 | 174.7 | 300.1 | 58.4 | 0.37 | 1.75
80049 | EL PASO 29 2 | 80048 | EL PASO 29 1 | 1 | Closed | Transformer | YES | -570.5 | -139.4 | 587.2 | 1028.7 | 58.3 | 0.63 | 44.39
26137 | TORRANCE 8 1 | 26141 | TORRANCE 8 5 | 1 | Closed | Transformer | YES | -22.4 | -10 | 24.5 | 43.2 | 58.3 | 0.05 | 1.46
13676 | BOARDMAN 3 2 | 13553 | BOARDMAN 2 4 | 1 | Closed | Line | NO | -152.9 | 43.5 | 159 | 273.1 | 58.2 | 0.05 | 0.12
10894 | BURLINGTON 2 3 | 10215 | BELLINGHAM 5 1 | 1 | Closed | Line | NO | 144.8 | 18.5 | 146 | 250.8 | 58.2 | 2.1 | -1.34
60057 | DURANGO 3 2 | 60056 | DURANGO 3 1 | 1 | Closed | Transformer | YES | -58.8 | -72.4 | 93.2 | 169.1 | 58.2 | 0.13 | 6.41
28349 | SAN BERNARDINO 5 1 | 28432 | HIGHLAND 1 1 | 1 | Closed | Line | NO | -162 | -21.4 | 163.4 | 281.6 | 58.2 | 0.22 | 1.11
20109 | MAGALIA 2 | 20325 | STRAWBERRY VALLEY 1 2 | 1 | Closed | Line | NO | -160.3 | -10.3 | 160.6 | 277.4 | 58.1 | 0.79 | -3.3
29005 | COLTON 5 1 | 29006 | COLTON 5 2 | 1 | Closed | Transformer | YES | -22.3 | -9.9 | 24.4 | 43.1 | 58.1 | 0.04 | 1.46
10446 | BELLEVUE 6 2 | 10458 | REDMOND 1 1 | 1 | Closed | Line | NO | -192.3 | -29.9 | 194.6 | 336.6 | 58.1 | 0.53 | 3.01
13175 | BEAVERTON 1 2 | 13174 | BEAVERTON 1 1 | 1 | Closed | Transformer | YES | -235.3 | -154.1 | 281.3 | 507.1 | 58.1 | 0.44 | 22.8
28047 | GARDEN GROVE 5 2 | 28046 | GARDEN GROVE 5 1 | 1 | Closed | Transformer | YES | -189.6 | -174.8 | 257.8 | 470.6 | 58 | 0.35 | 21.6
80087 | EL PASO 37 2 | 80090 | EL PASO 37 5 | 1 | Closed | TransformerWinding | YES | 153.9 | -6.4 | 154.1 | 266.4 | 58 | 0.14 | 6.92
20446 | MIDDLETOWN 2 1 | 20447 | MIDDLETOWN 2 2 | 1 | Closed | Transformer | YES | -54.9 | 2.6 | 55 | 94.9 | 57.9 | 0.09 | 2.59
40113 | SUN CITY WEST 2 2 | 40114 | EL MIRAGE 1 1 | 1 | Closed | Line | NO | 101.4 | 30.6 | 105.9 | 183 | 57.9 | 0.5 | 0.65
25253 | NORTH HILLS 2 1 | 25200 | WOODLAND HILLS 1 1 | 1 | Closed | Line | NO | -1.2 | 110.7 | 110.7 | 191.4 | 57.9 | 0.12 | 0.06
40336 | SCOTTSDALE 8 2 | 40338 | SCOTTSDALE 8 4 | 1 | Closed | TransformerWinding | YES | -615.1 | 12.3 | 615.2 | 1066.2 | 57.8 | -0.45 | -31.32
25878 | LA PUENTE 5 3 | 25877 | LA PUENTE 5 2 | 1 | Closed | Transformer | YES | -278 | -108.2 | 298.3 | 537.5 | 57.7 | 0.44 | 28.76
40939 | TEMPE 10 1 | 40942 | TEMPE 10 4 | 1 | Closed | TransformerWinding | YES | 685.8 | 65.6 | 688.9 | 1195.5 | 57.6 | 1.75 | 131.39
13651 | LOWELL 5 2 | 13650 | LOWELL 5 1 | 1 | Closed | Transformer | YES | -304.1 | -67.3 | 311.5 | 547.2 | 57.6 | 0.23 | 15.2
13333 | PORTLAND 40 3 | 13365 | SANDY 1 3 | 4 | Closed | Line | NO | -163.6 | 10.5 | 164 | 286.8 | 57.6 | 1.2 | 0.34
13333 | PORTLAND 40 3 | 13365 | SANDY 1 3 | 3 | Closed | Line | NO | -163.6 | 10.5 | 164 | 286.8 | 57.6 | 1.2 | 0.34
13333 | PORTLAND 40 3 | 13365 | SANDY 1 3 | 1 | Closed | Line | NO | -163.6 | 10.5 | 164 | 286.8 | 57.6 | 1.2 | 0.34
13333 | PORTLAND 40 3 | 13365 | SANDY 1 3 | 2 | Closed | Line | NO | -163.6 | 10.5 | 164 | 286.8 | 57.6 | 1.2 | 0.34
21129 | SAN FRANCISCO 22 1 | 21165 | RICHMOND 4 1 | 1 | Closed | Line | NO | -125.3 | 79.6 | 148.5 | 257.8 | 57.6 | 0.11 | 0.46
28900 | SAN DIEGO 50 1 | 28901 | SAN DIEGO 50 2 | 1 | Closed | Transformer | YES | -48.7 | 8.4 | 49.4 | 86 | 57.5 | 0.09 | 2.99
25419 | TORRANCE 7 1 | 25578 | LONG BEACH 11 2 | 1 | Closed | Line | NO | 151.2 | 18 | 152.3 | 265.3 | 57.4 | 0.46 | 1.07
77249 | SHAWMUT 1 | 77251 | SHAWMUT 3 | 1 | Closed | Transformer | YES | -7.2 | 1.9 | 7.5 | 13 | 57.4 | 0.01 | 0.48
50145 | RIVERTON 2 2 | 50401 | MONA 2 2 | 1 | Closed | Line | NO | -189.6 | -9.4 | 189.8 | 334.4 | 57.3 | 1.86 | -19.53
10987 | ELMA 2 2 | 10986 | ELMA 2 1 | 1 | Closed | Transformer | YES | -887.3 | -59 | 889.2 | 1559 | 57.3 | 0.55 | 42.6
70065 | GILLETTE 2 1 | 70175 | GILLETTE 7 1 | 1 | Closed | Line | NO | -158.9 | -3.8 | 158.9 | 280 | 57.3 | 1.45 | -4.21
70032 | LOVELL 2 | 77215 | HARDIN 2 2 | 2 | Closed | Line | NO | -154.4 | 27.8 | 156.9 | 279.4 | 57.3 | 4.17 | 7.07
21327 | CASTRO VALLEY 2 2 | 21329 | CASTRO VALLEY 2 4 | 1 | Closed | TransformerWinding | YES | -316 | -26.9 | 317.1 | 554 | 57.2 | -0.24 | -15.57
28843 | ESCONDIDO 10 3 | 28842 | ESCONDIDO 10 2 | 1 | Closed | Transformer | YES | -287.8 | -82.4 | 299.4 | 541 | 57.2 | 0.44 | 29.79
26109 | BORON 4 1 | 26110 | BORON 4 2 | 1 | Closed | Transformer | YES | -47.9 | 9.9 | 48.9 | 85.5 | 57.2 | 0.15 | 4.5
28933 | ONTARIO 9 1 | 28934 | ONTARIO 9 2 | 1 | Closed | Transformer | YES | -33.8 | -15.8 | 37.3 | 66.6 | 57.1 | 0.05 | 1.53
10331 | SEATTLE 39 2 | 10317 | SEATTLE 32 2 | 1 | Closed | Line | NO | 150.9 | 41.4 | 156.5 | 274.2 | 57.1 | 0.11 | 0.43
21665 | OAKLAND 19 2 | 21238 | OAKLAND 8 1 | 1 | Closed | Line | NO | 164.9 | 13.2 | 165.4 | 290 | 57 | 0.12 | 0.57
60060 | MONTROSE 2 2 | 60059 | MONTROSE 2 1 | 1 | Closed | Transformer | YES | -102.3 | -10.9 | 102.9 | 181.9 | 57 | 0.12 | 5.6
21661 | BYRON 2 | 21574 | TRACY 1 1 | 1 | Closed | Line | NO | 167.3 | 27.6 | 169.6 | 297.5 | 57 | 0.16 | 0.68
25372 | LOS ANGELES 18 1 | 25457 | LOS ANGELES 44 1 | 1 | Closed | Line | NO | 130.4 | 74.6 | 150.2 | 263.9 | 56.9 | 0.12 | 0.48
13611 | PROSPECT 1 | 13613 | PROSPECT 3 | 1 | Closed | Transformer | YES | -5.2 | 0.9 | 5.3 | 9.4 | 56.8 | 0.02 | 0.57
23376 | MOSS LANDING 3 | 23375 | MOSS LANDING 2 | 1 | Closed | Transformer | YES | -309.9 | 33 | 311.6 | 548.6 | 56.8 | 0.43 | 25.79
40440 | MESA 21 2 | 40439 | MESA 21 1 | 1 | Closed | Transformer | YES | -418.2 | -316.9 | 524.7 | 995.3 | 56.8 | 1.05 | 62.26
20514 | LINCOLN 3 1 | 20517 | LINCOLN 3 4 | 1 | Closed | Transformer | YES | -6.6 | 0.5 | 6.6 | 11.7 | 56.8 | 0.01 | 0.46
28036 | ANAHEIM 4 2 | 28035 | ANAHEIM 4 1 | 1 | Closed | Transformer | YES | -228.7 | -149.6 | 273.2 | 507.2 | 56.7 | 0.39 | 24.64
13563 | SPRINGFIELD 5 2 | 13565 | SPRINGFIELD 5 4 | 1 | Closed | TransformerWinding | YES | -294.5 | -43.1 | 297.7 | 526.1 | 56.7 | 0.07 | 4.15
40573 | TUCSON 46 2 | 40563 | TUCSON 42 2 | 1 | Closed | Line | NO | -136.8 | -21.7 | 138.5 | 246.1 | 56.7 | 0.61 | 2.36
10203 | LANGLEY 1 | 10108 | COUPEVILLE 2 | 1 | Closed | Line | NO | -131.8 | 16.7 | 132.9 | 235.3 | 56.7 | 0.74 | 2.44
25979 | BAKERSFIELD 28 1 | 25980 | BAKERSFIELD 28 2 | 1 | Closed | Transformer | YES | -49.5 | 7.3 | 50.1 | 88.4 | 56.6 | 0.07 | 1.82
60338 | DENVER 21 2 | 60337 | DENVER 21 1 | 1 | Closed | Transformer | YES | -161.9 | -46.3 | 168.4 | 303.2 | 56.6 | 0.29 | 9.95
60338 | DENVER 21 2 | 60337 | DENVER 21 1 | 4 | Closed | Transformer | YES | -161.9 | -46.3 | 168.4 | 303.2 | 56.6 | 0.29 | 9.95
60338 | DENVER 21 2 | 60337 | DENVER 21 1 | 2 | Closed | Transformer | YES | -161.9 | -46.3 | 168.4 | 303.2 | 56.6 | 0.29 | 9.95
60338 | DENVER 21 2 | 60337 | DENVER 21 1 | 3 | Closed | Transformer | YES | -161.9 | -46.3 | 168.4 | 303.2 | 56.6 | 0.29 | 9.95
21717 | MARTINEZ 4 1 | 21719 | MARTINEZ 4 3 | 1 | Closed | Transformer | YES | -33.1 | -15.3 | 36.5 | 66 | 56.5 | 0.05 | 1.62
21085 | SAN FRANCISCO 7 3 | 21091 | PACIFICA 1 3 | 1 | Closed | Line | NO | 149.2 | -30.1 | 152.2 | 269.9 | 56.4 | 0.58 | -2.83
53291 | LA MESA 6 2 | 80003 | ANTHONY 2 1 | 1 | Closed | Line | NO | 117.5 | -14.9 | 118.4 | 210 | 56.4 | 1.49 | -1.59
25891 | OXNARD 11 1 | 25892 | OXNARD 11 2 | 1 | Closed | Transformer | YES | -49.5 | 8.8 | 50.3 | 89.2 | 56.4 | 0.12 | 3.29
25634 | BELLFLOWER 1 1 | 25607 | LAKEWOOD 7 1 | 1 | Closed | Line | NO | -18.7 | 113.8 | 115.3 | 204.6 | 56.4 | 0.12 | 0.45
40253 | PHOENIX 53 3 | 40308 | TEMPE 2 1 | 1 | Closed | Line | NO | 61.7 | 120.2 | 135.1 | 240 | 56.3 | 0.22 | 0.78
20446 | MIDDLETOWN 2 1 | 20486 | MIDDLETOWN 6 3 | 1 | Closed | Line | NO | -153.3 | -12.7 | 153.8 | 273.9 | 56.3 | 0.27 | 0.02
50384 | DELTA 2 2 | 50383 | DELTA 2 1 | 1 | Closed | Transformer | YES | -473.3 | 75.2 | 479.3 | 853.4 | 56.2 | 0.43 | 25.67
21429 | FREMONT 6 1 | 21306 | PALO ALTO 4 2 | 1 | Closed | Line | NO | -128.6 | -5.9 | 128.7 | 230 | 56.2 | 0.4 | 0.91
60312 | LONGMONT 6 1 | 60860 | FREDERICK 3 | 1 | Closed | Line | NO | -108.2 | 1.6 | 108.2 | 194.1 | 56.2 | 0.75 | 2.96
60831 | KEENESBURG 2 2 | 60830 | KEENESBURG 2 1 | 1 | Closed | Transformer | YES | -596.1 | 24.9 | 596.7 | 1063.3 | 56.1 | 0.58 | 37.95
25419 | TORRANCE 7 1 | 25566 | LONG BEACH 8 1 | 1 | Closed | Line | NO | -145.2 | -21.6 | 146.8 | 262.1 | 56.1 | 0.16 | 0.45
10958 | CENTERVILLE 1 2 | 13401 | THE DALLES 1 2 | 1 | Closed | Line | NO | 168.2 | -13.2 | 168.7 | 300.9 | 56.1 | 1.64 | 3.34
10958 | CENTERVILLE 1 2 | 13401 | THE DALLES 1 2 | 4 | Closed | Line | NO | 168.2 | -13.2 | 168.7 | 300.9 | 56.1 | 1.64 | 3.34
10958 | CENTERVILLE 1 2 | 13401 | THE DALLES 1 2 | 3 | Closed | Line | NO | 168.2 | -13.2 | 168.7 | 300.9 | 56.1 | 1.64 | 3.34
10958 | CENTERVILLE 1 2 | 13401 | THE DALLES 1 2 | 2 | Closed | Line | NO | 168.2 | -13.2 | 168.7 | 300.9 | 56.1 | 1.64 | 3.34
77249 | SHAWMUT 1 | 77250 | SHAWMUT 2 | 1 | Closed | Transformer | YES | -7 | 2 | 7.3 | 13 | 56 | 0.02 | 0.61
25333 | NORTH HOLLYWOOD 2 2 | 25246 | VAN NUYS 1 1 | 1 | Closed | Line | NO | 149.4 | 0.1 | 149.4 | 266.9 | 56 | 0.36 | 0.85
40874 | GLOBE 2 3 | 40891 | CHANDLER 16 2 | 1 | Closed | Line | NO | -103.4 | -5.7 | 103.5 | 187.8 | 55.8 | 1.19 | 2.1
26046 | MOJAVE 12 1 | 26047 | MOJAVE 12 2 | 1 | Closed | Transformer | YES | -108.3 | 0.9 | 108.3 | 195 | 55.8 | 0.26 | 8.08
21316 | MOUNTAIN VIEW 2 1 | 21276 | LOS ALTOS 1 2 | 1 | Closed | Line | NO | -132.9 | -7.3 | 133.1 | 239.5 | 55.8 | 0.44 | 2.13
13569 | ARLINGTON 5 1 | 13570 | ARLINGTON 5 2 | 1 | Closed | Transformer | YES | -69.4 | -7 | 69.7 | 126.1 | 55.8 | 0.12 | 3.94
28599 | CHULA VISTA 6 2 | 28598 | CHULA VISTA 6 1 | 1 | Closed | Transformer | YES | -265.8 | -107.4 | 286.7 | 531.7 | 55.8 | 0.39 | 23.07
29026 | CARLSBAD 6 3 | 29025 | CARLSBAD 6 2 | 1 | Closed | Transformer | YES | -279.8 | -82 | 291.6 | 539.4 | 55.8 | 0.35 | 27.34
10795 | ANACORTES 2 2 | 10798 | ANACORTES 2 5 | 1 | Closed | Transformer | YES | -41.4 | 8.4 | 42.2 | 75.8 | 55.7 | 0.12 | 3.72
25617 | PASADENA 2 1 | 25574 | LOS ANGELES 77 1 | 1 | Closed | Line | NO | -148.9 | -11.4 | 149.3 | 269.2 | 55.7 | 0.58 | 1.76
28848 | VICTORVILLE 7 2 | 28847 | VICTORVILLE 7 1 | 1 | Closed | Transformer | YES | -848.9 | -161.6 | 864.2 | 1568.9 | 55.6 | 0.5 | 38.33
60854 | COLORADO SPRINGS 34 3 | 60853 | COLORADO SPRINGS 34 2 | 3 | Closed | Transformer | YES | -165.8 | -48.8 | 172.8 | 317.5 | 55.6 | 0.33 | 10.89
60854 | COLORADO SPRINGS 34 3 | 60853 | COLORADO SPRINGS 34 2 | 4 | Closed | Transformer | YES | -165.8 | -48.8 | 172.8 | 317.5 | 55.6 | 0.33 | 10.89
60854 | COLORADO SPRINGS 34 3 | 60853 | COLORADO SPRINGS 34 2 | 1 | Closed | Transformer | YES | -165.8 | -48.8 | 172.8 | 317.5 | 55.6 | 0.33 | 10.89
60854 | COLORADO SPRINGS 34 3 | 60853 | COLORADO SPRINGS 34 2 | 2 | Closed | Transformer | YES | -165.8 | -48.8 | 172.8 | 317.5 | 55.6 | 0.33 | 10.89
25459 | LOS ANGELES 45 2 | 25449 | LOS ANGELES 40 2 | 1 | Closed | Line | NO | 148.1 | -6.7 | 148.3 | 267 | 55.5 | 0.12 | 0.58
10247 | TACOMA 17 1 | 10843 | LAKEBAY 2 2 | 1 | Closed | Line | NO | -148.8 | -4 | 148.9 | 271.3 | 55.5 | 1.73 | 0.57
26016 | REDONDO BEACH 4 3 | 26015 | REDONDO BEACH 4 2 | 1 | Closed | Transformer | YES | -254.6 | -119.5 | 281.3 | 522.1 | 55.5 | 0.3 | 18.33
25426 | LOS ANGELES 31 2 | 25425 | LOS ANGELES 31 1 | 1 | Closed | Transformer | YES | -309.1 | 5.5 | 309.2 | 558.7 | 55.5 | 0.3 | 21.39
25663 | PASADENA 5 1 | 25610 | MONTEREY PARK 1 | 1 | Closed | Line | NO | 11.4 | 102.5 | 103.1 | 186.6 | 55.5 | 0.07 | -0.37
74182 | IDAHO FALLS 6 1 | 74309 | IONA 2 2 | 1 | Closed | Line | NO | -137.3 | -73.9 | 155.9 | 282.1 | 55.4 | 0.16 | 0.6
40063 | GILA BEND 1 2 | 40883 | GILA BEND 5 1 | 1 | Closed | Line | NO | -104 | 2.8 | 104 | 188.5 | 55.4 | 0.48 | 1.32
21457 | SAN JOSE 8 3 | 21532 | SAN JOSE 31 2 | 1 | Closed | Line | NO | -76.7 | -99.1 | 125.3 | 227 | 55.4 | 0.25 | 0.47
10917 | ROCKPORT 3 2 | 10916 | ROCKPORT 3 1 | 1 | Closed | Transformer | YES | -861.7 | 116.6 | 869.5 | 1569.4 | 55.4 | 0.38 | 31.47
60313 | FORT COLLINS 7 1 | 60315 | FORT COLLINS 8 1 | 1 | Closed | Line | NO | 103.7 | 23.1 | 106.2 | 191.8 | 55.4 | 0.35 | 1.26
40369 | CHANDLER 10 2 | 40371 | CHANDLER 10 4 | 1 | Closed | TransformerWinding | YES | -549.1 | -109 | 559.8 | 1012.8 | 55.3 | 0.05 | 3.55
40189 | PHOENIX 17 2 | 40163 | GLENDALE 15 1 | 1 | Closed | Line | NO | -92.8 | -38.1 | 100.3 | 182.5 | 55.3 | 0.29 | 1
80050 | EL PASO 29 3 | 80052 | EL PASO 29 5 | 1 | Closed | TransformerWinding | YES | -109.3 | 8.9 | 109.6 | 198.4 | 55.3 | -0.03 | -1.5
21628 | SANTA CLARA 6 2 | 21627 | SANTA CLARA 6 1 | 1 | Closed | Transformer | YES | -286.4 | -92.2 | 300.9 | 555.8 | 55.3 | 0.3 | 18.65
21108 | DALY CITY 4 2 | 21146 | MILLBRAE 1 | 1 | Closed | Line | NO | 114.9 | 57.1 | 128.3 | 232.1 | 55.3 | 0.25 | 0.03
25303 | LOS ANGELES 7 2 | 25302 | LOS ANGELES 7 1 | 1 | Closed | Transformer | YES | -261.7 | -114.1 | 285.5 | 533.2 | 55.3 | 0.28 | 20.88
28098 | SANTA ANA 6 2 | 28116 | TUSTIN 2 1 | 1 | Closed | Line | NO | 123.7 | 73.6 | 143.9 | 260.5 | 55.3 | 0.36 | 1.28
40342 | SCOTTSDALE 11 1 | 40383 | MESA 8 2 | 1 | Closed | Line | NO | -100.3 | -21.5 | 102.6 | 186.6 | 55.2 | 0.49 | -0.03
21419 | SAN RAMON 1 1 | 21475 | DANVILLE 3 2 | 1 | Closed | Line | NO | -160.9 | -3.7 | 160.9 | 291.8 | 55.2 | 0.12 | 0.5
60837 | DENVER 57 2 | 60836 | DENVER 57 1 | 1 | Closed | Transformer | YES | -352.8 | -319.7 | 476.1 | 939.3 | 55.2 | 0.91 | 59.23
25714 | EL MONTE 2 2 | 25737 | DUARTE 1 1 | 1 | Closed | Line | NO | 7.8 | 98.2 | 98.5 | 178.5 | 55.2 | 0.1 | 0.08
40224 | PHOENIX 37 1 | 40209 | PHOENIX 27 1 | 1 | Closed | Line | NO | 80 | 60.3 | 100.2 | 181.6 | 55.2 | 0.34 | 0.73
60573 | ELIZABETH 1 | 60557 | PARKER 4 1 | 1 | Closed | Line | NO | 105.2 | -10.2 | 105.7 | 191.6 | 55.2 | 1.13 | 1.92
30345 | MOAPA 2 1 | 30347 | MOAPA 2 3 | 1 | Closed | Transformer | YES | -293.2 | -114.9 | 314.9 | 588.4 | 55.1 | 0.41 | 22.47
25590 | PARAMOUNT 2 1 | 25579 | LONG BEACH 12 1 | 1 | Closed | Line | NO | 161.8 | 11.1 | 162.2 | 294.4 | 55.1 | 0.14 | 0.77
25590 | PARAMOUNT 2 1 | 25579 | LONG BEACH 12 1 | 3 | Closed | Line | NO | 161.8 | 11.1 | 162.2 | 294.4 | 55.1 | 0.14 | 0.77
25590 | PARAMOUNT 2 1 | 25579 | LONG BEACH 12 1 | 2 | Closed | Line | NO | 161.8 | 11.1 | 162.2 | 294.4 | 55.1 | 0.14 | 0.77
40940 | TEMPE 10 2 | 40362 | MESA 7 1 | 1 | Closed | Line | NO | 104.2 | 3.6 | 104.3 | 189.8 | 54.9 | 0.85 | 2.49
60185 | GOLDEN 2 2 | 60184 | GOLDEN 2 1 | 2 | Closed | Transformer | YES | -115.9 | -86.2 | 144.5 | 276.2 | 54.9 | 0.24 | 11.19
60185 | GOLDEN 2 2 | 60184 | GOLDEN 2 1 | 1 | Closed | Transformer | YES | -115.9 | -86.2 | 144.5 | 276.2 | 54.9 | 0.24 | 11.19
60185 | GOLDEN 2 2 | 60184 | GOLDEN 2 1 | 4 | Closed | Transformer | YES | -115.9 | -86.2 | 144.5 | 276.2 | 54.9 | 0.24 | 11.19
21684 | COYOTE 1 | 21688 | COYOTE 5 | 1 | Closed | TransformerWinding | YES | 874.5 | 201.7 | 897.4 | 1635.1 | 54.9 | 1.7 | 145.55
53258 | BELEN 2 2 | 53260 | BELEN 2 4 | 1 | Closed | TransformerWinding | YES | -95.5 | -16.3 | 96.9 | 176.6 | 54.9 | -0.11 | -4.95
20397 | FOLSOM 3 2 | 20399 | FOLSOM 3 4 | 1 | Closed | TransformerWinding | YES | -306.9 | -12.3 | 307.2 | 559.9 | 54.9 | -0.09 | -4.41
53289 | LORDSBURG 2 2 | 53288 | LORDSBURG 2 1 | 1 | Closed | Transformer | YES | 102.3 | -6.4 | 102.5 | 187.7 | 54.8 | 0.13 | 5.55
21161 | RICHMOND 3 2 | 21163 | RICHMOND 3 4 | 1 | Closed | TransformerWinding | YES | -301.6 | -17.4 | 302.1 | 551.3 | 54.8 | 0.01 | 0.59
40839 | ARLINGTON 9 5 | 40999 | ARLINGTON 12 2 | 2 | Closed | Line | NO | 110.3 | -27.4 | 113.7 | 207.5 | 54.8 | 0.03 | 0.12
40839 | ARLINGTON 9 5 | 40999 | ARLINGTON 12 2 | 1 | Closed | Line | NO | 110.3 | -27.4 | 113.7 | 207.5 | 54.8 | 0.03 | 0.12
40839 | ARLINGTON 9 5 | 40999 | ARLINGTON 12 2 | 3 | Closed | Line | NO | 110.3 | -27.4 | 113.7 | 207.5 | 54.8 | 0.03 | 0.12
28908 | CORONADO 2 2 | 28907 | CORONADO 2 1 | 1 | Closed | Transformer | YES | -282.3 | -72.7 | 291.5 | 541.1 | 54.8 | 0.25 | 16.56
25489 | LOS ANGELES 54 1 | 26126 | BURBANK 10 2 | 1 | Closed | Line | NO | -572.8 | -513.7 | 769.4 | 1419.3 | 54.8 | 1.22 | 10.24
40215 | PHOENIX 30 2 | 40214 | PHOENIX 30 1 | 1 | Closed | Transformer | YES | -384.8 | -302.8 | 489.7 | 963 | 54.8 | 0.87 | 56.78
10515 | NORTH BEND 1 1 | 10538 | CASHMERE 2 | 1 | Closed | Line | NO | -146.2 | 3 | 146.2 | 271.7 | 54.8 | 2.49 | -1.47
21759 | BIRDS LANDING 6 1 | 21760 | BIRDS LANDING 6 2 | 1 | Closed | Transformer | YES | -69.9 | 17.6 | 72.1 | 131.7 | 54.8 | 0.09 | 3.03
28022 | ANAHEIM 1 1 | 25649 | LAKEWOOD 8 3 | 1 | Closed | Line | NO | -162.2 | 6.5 | 162.4 | 297 | 54.8 | 0.32 | 1.54
28022 | ANAHEIM 1 1 | 25649 | LAKEWOOD 8 3 | 2 | Closed | Line | NO | -162.2 | 6.5 | 162.4 | 297 | 54.8 | 0.32 | 1.54
28022 | ANAHEIM 1 1 | 25649 | LAKEWOOD 8 3 | 4 | Closed | Line | NO | -162.2 | 6.5 | 162.4 | 297 | 54.8 | 0.32 | 1.54
28022 | ANAHEIM 1 1 | 25649 | LAKEWOOD 8 3 | 3 | Closed | Line | NO | -162.2 | 6.5 | 162.4 | 297 | 54.8 | 0.32 | 1.54
21622 | ANTIOCH 6 2 | 21571 | BRENTWOOD 1 1 | 1 | Closed | Line | NO | 154.1 | 14.4 | 154.7 | 282.7 | 54.7 | 0.61 | 2
60888 | WELLINGTON 4 5 | 60887 | WELLINGTON 4 4 | 4 | Closed | Transformer | YES | -45.3 | -13.9 | 47.4 | 88 | 54.7 | 0.08 | 2.33
60888 | WELLINGTON 4 5 | 60887 | WELLINGTON 4 4 | 2 | Closed | Transformer | YES | -45.3 | -13.9 | 47.4 | 88 | 54.7 | 0.08 | 2.33
60888 | WELLINGTON 4 5 | 60887 | WELLINGTON 4 4 | 3 | Closed | Transformer | YES | -45.3 | -13.9 | 47.4 | 88 | 54.7 | 0.08 | 2.33
60888 | WELLINGTON 4 5 | 60887 | WELLINGTON 4 4 | 1 | Closed | Transformer | YES | -45.3 | -13.9 | 47.4 | 88 | 54.7 | 0.08 | 2.33
30334 | FALLON 6 1 | 30337 | FALLON 6 4 | 1 | Closed | Transformer | YES | -8.4 | 0.5 | 8.4 | 15.3 | 54.7 | 0.01 | 0.54
25812 | POMONA 6 2 | 25811 | POMONA 6 1 | 1 | Closed | Transformer | YES | -189.7 | -160.7 | 248.6 | 482.5 | 54.6 | 0.48 | 21.94
40073 | BUCKEYE 2 1 | 40720 | GILA BEND 2 1 | 1 | Closed | Line | NO | -101.5 | -6.9 | 101.8 | 189.1 | 54.6 | 1.23 | 3.54
23301 | ALPAUGH 2 | 23304 | ALPAUGH 5 | 1 | Closed | Transformer | YES | -20 | 1.2 | 20 | 36.6 | 54.6 | 0.04 | 1.23
13660 | WASCO 4 1 | 13661 | WASCO 4 2 | 1 | Closed | Transformer | YES | -56.5 | 15.1 | 58.5 | 107.1 | 54.6 | 0.15 | 4.28
60860 | FREDERICK 3 | 60402 | BRIGHTON 2 1 | 1 | Closed | Line | NO | 102.8 | -18.2 | 104.4 | 191.3 | 54.5 | 0.59 | 0.72
50117 | SOUTH JORDAN 2 2 | 50129 | WEST JORDAN 5 1 | 1 | Closed | Line | NO | 198.8 | 58.3 | 207.2 | 380 | 54.5 | 0.12 | 0.57
20203 | LINCOLN 1 1 | 20382 | FORBESTOWN 1 1 | 1 | Closed | Line | NO | -143.5 | 20.9 | 145.1 | 272.1 | 54.5 | 3.39 | 1.29
60134 | ALAMOSA 1 1 | 60695 | ALAMOSA 2 2 | 1 | Closed | Line | NO | -105.2 | 4.2 | 105.3 | 194.8 | 54.5 | 0.88 | 4.08
26095 | LONG BEACH 27 2 | 26094 | LONG BEACH 27 1 | 2 | Closed | Transformer | YES | -628.6 | -575.4 | 852.1 | 1652.6 | 54.4 | 0.91 | 67.19
26095 | LONG BEACH 27 2 | 26094 | LONG BEACH 27 1 | 3 | Closed | Transformer | YES | -628.6 | -575.4 | 852.1 | 1652.6 | 54.4 | 0.91 | 67.19
25444 | LOS ANGELES 37 1 | 25916 | BURBANK 8 1 | 1 | Closed | Line | NO | -68.6 | -105.2 | 125.6 | 231.7 | 54.4 | 0.11 | 0.32
25288 | PANORAMA CITY 2 2 | 25279 | VAN NUYS 5 3 | 1 | Closed | Line | NO | 162.3 | -6 | 162.4 | 299 | 54.3 | 0.03 | -0.13
60250 | WHEAT RIDGE 1 | 60283 | ARVADA 8 3 | 1 | Closed | Line | NO | -102.7 | -9.5 | 103.2 | 191.1 | 54.3 | 0.49 | 0.66
60500 | COLORADO SPRINGS 14 1 | 60854 | COLORADO SPRINGS 34 3 | 1 | Closed | Line | NO | -48.1 | -77.9 | 91.5 | 169.1 | 54.3 | 0.3 | 0.11
25967 | TEHACHAPI 5 2 | 25970 | TEHACHAPI 5 5 | 1 | Closed | Transformer | YES | -4.6 | -1.1 | 4.7 | 9 | 54.2 | 0.01 | 0.41
77210 | BILLINGS 8 2 | 77212 | BILLINGS 8 4 | 1 | Closed | TransformerWinding | YES | -307.9 | 9.4 | 308.1 | 568.5 | 54.2 | -0.16 | -9.33
60350 | DENVER 27 3 | 60726 | DENVER 55 3 | 1 | Closed | Line | NO | -104.1 | -1.8 | 104.1 | 192.2 | 54.2 | 0.1 | 0.54
40777 | BUCKEYE 4 1 | 40780 | BUCKEYE 4 4 | 1 | Closed | Transformer | YES | -20.3 | 0.7 | 20.3 | 37.6 | 54.1 | 0.02 | 0.67
25515 | PALMDALE 2 1 | 25991 | LANCASTER 8 2 | 1 | Closed | Line | NO | -145.1 | -7 | 145.3 | 269.9 | 54.1 | 0.61 | 2.53
20123 | SACRAMENTO 6 2 | 20122 | SACRAMENTO 6 1 | 1 | Closed | Transformer | YES | -294.8 | -18.3 | 295.4 | 550.2 | 54.1 | 0.33 | 19.8
60227 | FORT COLLINS 3 2 | 70076 | CHEYENNE 2 2 | 1 | Closed | Line | NO | -100.5 | -10.5 | 101.1 | 193.2 | 54.1 | 2.58 | 6.26
21143 | SAN FRANCISCO 26 1 | 21113 | SAN FRANCISCO 15 1 | 1 | Closed | Line | NO | -105.6 | -75.7 | 129.9 | 240.8 | 54.1 | 0.19 | 0.21
10171 | TACOMA 5 1 | 10839 | TACOMA 21 2 | 1 | Closed | Line | NO | -138.9 | -38.7 | 144.2 | 267.6 | 54.1 | 0.17 | 0.95
25402 | LOS ANGELES 24 2 | 25407 | TORRANCE 5 1 | 1 | Closed | Line | NO | -125.4 | 54.8 | 136.9 | 254.6 | 54 | 0.24 | -1.25
13246 | PORTLAND 8 1 | 13304 | PORTLAND 34 1 | 1 | Closed | Line | NO | -143.4 | -28.7 | 146.2 | 271.3 | 54 | 0.22 | 0.89
29017 | SAN DIEGO 53 3 | 29016 | SAN DIEGO 53 2 | 1 | Closed | Transformer | YES | -275.7 | -60.5 | 282.2 | 535.6 | 54 | 0.45 | 25.51
26023 | POMONA 7 2 | 26022 | POMONA 7 1 | 1 | Closed | Transformer | YES | -211.6 | -142.8 | 255.2 | 494.1 | 54 | 0.39 | 19.09
60394 | DENVER 41 1 | 60371 | DENVER 34 2 | 1 | Closed | Line | NO | -96.3 | -35.8 | 102.7 | 190.8 | 54 | 0.13 | 0.39
10937 | ABERDEEN 2 1 | 10938 | ABERDEEN 2 2 | 1 | Closed | Transformer | YES | -14.8 | 0.7 | 14.8 | 27.5 | 54 | 0.02 | 0.72
60444 | COLORADO SPRINGS 6 2 | 60446 | COLORADO SPRINGS 6 4 | 1 | Closed | TransformerWinding | YES | -35.6 | -1.6 | 35.7 | 66.6 | 53.9 | 0.08 | 2.37
60869 | CRAIG 2 3 | 60871 | CRAIG 2 5 | 1 | Closed | TransformerWinding | YES | -106.8 | 10.3 | 107.3 | 199.2 | 53.9 | 0.06 | 2.84
40725 | YUMA 6 4 | 40724 | YUMA 6 3 | 1 | Closed | Transformer | YES | -290.3 | -39.1 | 292.9 | 548.6 | 53.9 | 0.22 | 15.31
20254 | EL DORADO HILLS 2 1 | 20253 | EL DORADO HILLS 1 1 | 1 | Closed | Line | NO | 142.5 | 22 | 144.2 | 268.3 | 53.8 | 0.1 | -1.42
21685 | COYOTE 2 | 21688 | COYOTE 5 | 1 | Closed | TransformerWinding | YES | -873.6 | -129.3 | 883.1 | 1642.6 | 53.8 | -0.85 | -73.22
40187 | PHOENIX 16 2 | 40217 | PHOENIX 32 1 | 1 | Closed | Line | NO | 85.8 | 48.7 | 98.7 | 183.6 | 53.8 | 0.34 | 1.3
40215 | PHOENIX 30 2 | 40280 | PHOENIX 63 1 | 1 | Closed | Line | NO | 76.9 | 78.8 | 110.2 | 205 | 53.7 | 0.53 | 0.92
40809 | GLENDALE 23 1 | 40812 | GLENDALE 23 4 | 1 | Closed | TransformerWinding | YES | 672.9 | -13.8 | 673 | 1254.4 | 53.7 | 0.21 | 15.95
25250 | NEWHALL 2 1 | 25238 | SANTA CLARITA 2 1 | 1 | Closed | Line | NO | -144 | 9.9 | 144.3 | 269.5 | 53.7 | 0.45 | 2.61
10992 | IONE 1 1 | 10995 | IONE 1 4 | 1 | Closed | Transformer | YES | -20.6 | 2 | 20.7 | 38.6 | 53.6 | 0.03 | 0.97
23470 | SAN ARDO 2 1 | 23471 | SAN ARDO 2 2 | 1 | Closed | Transformer | YES | -38.7 | 5.6 | 39.1 | 73 | 53.6 | 0.05 | 1.31
25541 | LOS ANGELES 66 2 | 25490 | LOS ANGELES 54 2 | 1 | Closed | Line | NO | -97.4 | -86.7 | 130.4 | 245.2 | 53.5 | 0.24 | 0.97
60186 | GOLDEN 3 1 | 60185 | GOLDEN 2 2 | 1 | Closed | Line | NO | -67 | -65.2 | 93.4 | 176.9 | 53.5 | 0.34 | 1.45
28774 | SAN DIEGO 49 2 | 28773 | SAN DIEGO 49 1 | 1 | Closed | Transformer | YES | -195.9 | -144.8 | 243.6 | 474.3 | 53.5 | 0.33 | 16.29
60275 | DENVER 10 2 | 60277 | DENVER 10 4 | 1 | Closed | TransformerWinding | YES | -96.9 | 7.6 | 97.2 | 183.1 | 53.5 | -0.16 | -6.85
30230 | LAS VEGAS 63 1 | 30380 | LAS VEGAS 73 2 | 1 | Closed | Line | NO | -168.4 | -46.9 | 174.9 | 327.7 | 53.5 | 0.38 | -0.28
20486 | MIDDLETOWN 6 3 | 20485 | MIDDLETOWN 6 2 | 1 | Closed | Transformer | YES | -316.8 | -73.2 | 325.2 | 620 | 53.4 | 0.44 | 21.84
30189 | NORTH LAS VEGAS 6 1 | 30425 | LAS VEGAS 76 1 | 1 | Closed | Line | NO | -169.2 | -8.6 | 169.4 | 319 | 53.4 | 0.83 | 0.43
21595 | ANTIOCH 5 3 | 21622 | ANTIOCH 6 2 | 1 | Closed | Line | NO | 151.4 | -6.9 | 151.6 | 284 | 53.4 | 0.08 | 0.32
28286 | VICTORVILLE 2 1 | 28849 | VICTORVILLE 7 3 | 1 | Closed | Line | NO | -143.3 | -22.6 | 145.1 | 273.1 | 53.4 | 0.48 | 1.03
13181 | BEAVERTON 3 2 | 13180 | BEAVERTON 3 1 | 1 | Closed | Transformer | YES | -182.4 | -153.6 | 238.5 | 472.6 | 53.3 | 0.37 | 19.92
28169 | LAKE FOREST 1 2 | 28168 | LAKE FOREST 1 1 | 1 | Closed | Transformer | YES | -188.7 | -138.1 | 233.9 | 465.5 | 53.3 | 0.32 | 22.65
26207 | NEWHALL 4 1 | 25203 | CHATSWORTH 1 1 | 1 | Closed | Line | NO | 141.2 | 15.2 | 142.1 | 267.1 | 53.2 | 0.19 | 0.72
13679 | IDLEYLD PARK 5 1 | 13680 | IDLEYLD PARK 5 2 | 1 | Closed | Transformer | YES | -38.4 | 4.2 | 38.7 | 72.7 | 53.2 | 0.07 | 2.29
10443 | MOUNT VERNON 3 2 | 10759 | CONCRETE 1 2 | 1 | Closed | Line | NO | -141.3 | 1.2 | 141.3 | 269.1 | 53.2 | 1.73 | 4.74
10436 | BELLEVUE 4 1 | 10437 | BELLEVUE 5 1 | 1 | Closed | Line | NO | 153.8 | 44.8 | 160.1 | 301.4 | 53.1 | 0.12 | 0.43
30199 | NORTH LAS VEGAS 8 2 | 30333 | LAS VEGAS 70 2 | 1 | Closed | Line | NO | -189.8 | -23.3 | 191.3 | 360 | 53.1 | 0.42 | -3.85
40413 | GILBERT 10 1 | 40440 | MESA 21 2 | 1 | Closed | Line | NO | -75.6 | -54.8 | 93.4 | 178.9 | 53.1 | 0.58 | 1.88
29082 | SUN CITY 4 3 | 28381 | SUN CITY 1 1 | 1 | Closed | Line | NO | 116.9 | 70.5 | 136.5 | 257.3 | 53.1 | 0.13 | 0.63
40510 | TUCSON 14 2 | 40485 | TUCSON 4 1 | 1 | Closed | Line | NO | 97.7 | 6.7 | 97.9 | 184.7 | 53 | 1.15 | 0.89
28212 | SAN JUAN CAPISTRANO 2 2 | 28211 | SAN JUAN CAPISTRANO 2 1 | 1 | Closed | Transformer | YES | -241.2 | -91.4 | 257.9 | 496 | 53 | 0.21 | 12.8
10276 | EDMONDS 2 2 | 10386 | EVERETT 3 2 | 1 | Closed | Line | NO | 136.3 | 15.4 | 137.2 | 258.9 | 53 | 0.12 | 0.45
21331 | PLEASANT HILL 2 1 | 21699 | MARTINEZ 3 2 | 1 | Closed | Line | NO | -148.5 | -3.2 | 148.5 | 280.5 | 53 | 0.16 | 0.1
40900 | GILBERT 12 3 | 40902 | GILBERT 12 5 | 1 | Closed | TransformerWinding | YES | -530.7 | -58.7 | 533.9 | 1008.5 | 52.9 | -0.4 | -29.16
13605 | ATHENA 1 | 13606 | ATHENA 2 | 1 | Closed | Transformer | YES | -65.3 | 19.3 | 68 | 128.6 | 52.9 | 0.15 | 5.03
21383 | CONCORD 5 2 | 21432 | CONCORD 6 1 | 1 | Closed | Line | NO | -148.3 | 1.1 | 148.3 | 281.1 | 52.9 | 0.5 | -1.96
26126 | BURBANK 10 2 | 26125 | BURBANK 10 1 | 4 | Closed | Transformer | YES | -914.1 | 315.9 | 967.1 | 1827.9 | 52.9 | 0.4 | 31.22
26126 | BURBANK 10 2 | 26125 | BURBANK 10 1 | 1 | Closed | Transformer | YES | -914.1 | 315.9 | 967.1 | 1827.9 | 52.9 | 0.4 | 31.22
26126 | BURBANK 10 2 | 26125 | BURBANK 10 1 | 3 | Closed | Transformer | YES | -914.1 | 315.9 | 967.1 | 1827.9 | 52.9 | 0.4 | 31.22
21650 | PITTSBURG 6 2 | 21480 | PITTSBURG 1 1 | 1 | Closed | Line | NO | 145 | 28.4 | 147.7 | 279.4 | 52.9 | 0.03 | -0.08
26000 | LOS ANGELES 80 2 | 26002 | LOS ANGELES 80 4 | 1 | Closed | TransformerWinding | YES | -290 | 21 | 290.8 | 551.3 | 52.8 | -0.14 | -7.52
40796 | PHOENIX 73 3 | 40795 | PHOENIX 73 2 | 1 | Closed | Transformer | YES | -556.9 | 24.3 | 557.5 | 1056.7 | 52.8 | 0.47 | 39.05
23320 | BIG CREEK 1 1 | 23326 | BIG CREEK 1 7 | 1 | Closed | Transformer | YES | -22 | 2.1 | 22.1 | 42 | 52.8 | 0.03 | 1.02
25590 | PARAMOUNT 2 1 | 25875 | CARSON 7 2 | 2 | Closed | Line | NO | -157.7 | -7.6 | 157.9 | 299.5 | 52.8 | 0.1 | 0.5
25590 | PARAMOUNT 2 1 | 25875 | CARSON 7 2 | 4 | Closed | Line | NO | -157.7 | -7.6 | 157.9 | 299.5 | 52.8 | 0.1 | 0.5
25590 | PARAMOUNT 2 1 | 25875 | CARSON 7 2 | 3 | Closed | Line | NO | -157.7 | -7.6 | 157.9 | 299.5 | 52.8 | 0.1 | 0.5
25590 | PARAMOUNT 2 1 | 25875 | CARSON 7 2 | 1 | Closed | Line | NO | -157.7 | -7.6 | 157.9 | 299.5 | 52.8 | 0.1 | 0.5
60551 | FOUNTAIN 2 1 | 60636 | FOUNTAIN 3 3 | 1 | Closed | Line | NO | -98.1 | -17.5 | 99.7 | 189.8 | 52.8 | 0.28 | 1.02
21262 | OAKLAND 16 2 | 21261 | OAKLAND 16 1 | 1 | Closed | Transformer | YES | -282 | -32 | 283.8 | 543.2 | 52.7 | 0.26 | 17.33
25246 | VAN NUYS 1 1 | 25322 | NORTH HOLLYWOOD 1 1 | 1 | Closed | Line | NO | 135.9 | -32.2 | 139.7 | 264.8 | 52.7 | 0.17 | 0.55
25223 | RESEDA 1 1 | 25200 | WOODLAND HILLS 1 1 | 1 | Closed | Line | NO | 93.1 | -90.5 | 129.9 | 246.3 | 52.7 | 0.25 | 0.03
40506 | KEARNY 1 | 40891 | CHANDLER 16 2 | 1 | Closed | Line | NO | -95.8 | 1.2 | 95.8 | 184 | 52.7 | 0.72 | -8.49
60877 | FOUNTAIN 5 2 | 60876 | FOUNTAIN 5 1 | 1 | Closed | Transformer | YES | -344.5 | -280.2 | 444.1 | 903.5 | 52.7 | 0.71 | 47.95
80047 | EL PASO 28 1 | 80040 | EL PASO 24 3 | 1 | Closed | Line | NO | -87.7 | -38.7 | 95.9 | 183.8 | 52.7 | 0.41 | 1.51
26127 | BURBANK 10 3 | 26126 | BURBANK 10 2 | 1 | Closed | Transformer | YES | -252.2 | -85.8 | 266.4 | 521 | 52.7 | 0.35 | 21.22
40372 | SCOTTSDALE 13 1 | 40336 | SCOTTSDALE 8 2 | 1 | Closed | Line | NO | -98.2 | -15.5 | 99.4 | 189.5 | 52.6 | 0.22 | 0.89
23048 | STOCKTON 11 1 | 23390 | STOCKTON 15 2 | 1 | Closed | Line | NO | -160.2 | 39.4 | 164.9 | 313.8 | 52.6 | 0.48 | 1.03
21383 | CONCORD 5 2 | 21351 | CONCORD 2 1 | 1 | Closed | Line | NO | 138.4 | 8.6 | 138.7 | 263.6 | 52.6 | 0.26 | 1.17
28167 | LAGUNA HILLS 2 1 | 28189 | MISSION VIEJO 2 3 | 1 | Closed | Line | NO | -82.7 | -88.8 | 121.3 | 231.9 | 52.6 | 0.25 | 0.62
21529 | SAN JOSE 29 1 | 21734 | SAN JOSE 46 2 | 1 | Closed | Line | NO | -105.1 | -93.4 | 140.6 | 268.5 | 52.6 | 0.18 | 0.6
28142 | CHINO HILLS 1 2 | 28141 | CHINO HILLS 1 1 | 1 | Closed | Transformer | YES | -235.6 | -110.8 | 260.3 | 513.5 | 52.6 | 0.31 | 20.3
11007 | SHELTON 4 1 | 11008 | SHELTON 4 2 | 1 | Closed | Transformer | YES | -21.6 | 2.8 | 21.7 | 41.4 | 52.5 | 0.05 | 1.72
50010 | SAINT GEORGE 4 1 | 50454 | SAINT GEORGE 5 2 | 1 | Closed | Line | NO | -174 | -32 | 177 | 337.7 | 52.5 | 0.55 | -0.99
53044 | SANTA FE 6 1 | 53047 | SANTA FE 6 4 | 1 | Closed | TransformerWinding | YES | 160.9 | 28.6 | 163.4 | 311.2 | 52.5 | 0.67 | 37.37
26214 | PLAYA DEL REY 3 | 26213 | PLAYA DEL REY 2 | 1 | Closed | Transformer | YES | -266.5 | -68 | 275 | 532.9 | 52.5 | 0.26 | 16.15
60706 | HAYDEN 2 3 | 60705 | HAYDEN 2 2 | 1 | Closed | Transformer | YES | -95.2 | 7.8 | 95.5 | 182 | 52.5 | 0.09 | 4.98
10748 | BRIDGEPORT 2 | 10747 | BRIDGEPORT 1 | 1 | Closed | Transformer | YES | -821.8 | 23.1 | 822.1 | 1568.9 | 52.4 | 0.23 | 19.52
26076 | WHITTIER 9 2 | 26075 | WHITTIER 9 1 | 1 | Closed | Transformer | YES | -229.7 | -104.1 | 252.2 | 501.1 | 52.4 | 0.35 | 22.18
70171 | WHEATLAND 2 2 | 70170 | WHEATLAND 2 1 | 1 | Closed | Transformer | YES | -357.6 | 26.3 | 358.6 | 684.9 | 52.4 | 0.61 | 37.87
10403 | BOTHELL 2 2 | 10276 | EDMONDS 2 2 | 1 | Closed | Line | NO | -132.6 | 48.2 | 141.1 | 269.7 | 52.3 | 0.19 | 0.87
40992 | ARLINGTON 11 2 | 40793 | TONOPAH 3 1 | 1 | Closed | Line | NO | -93.2 | -9 | 93.6 | 179.1 | 52.3 | 0.07 | 0.13
26058 | SUN VALLEY 2 1 | 26125 | BURBANK 10 1 | 1 | Closed | Line | NO | 1681.3 | 1474.9 | 2236.5 | 4280.4 | 52.3 | 1.41 | -3.66
10496 | ARLINGTON 2 1 | 10805 | ROCKPORT 2 1 | 1 | Closed | Line | NO | -135.7 | 15.7 | 136.7 | 269 | 52.3 | 4.11 | 1.14
21406 | SANTA CLARA 1 2 | 21408 | SANTA CLARA 1 4 | 1 | Closed | TransformerWinding | YES | -258.1 | 12.3 | 258.4 | 494.6 | 52.3 | -0.08 | -4.85
28098 | SANTA ANA 6 2 | 28097 | SANTA ANA 6 1 | 1 | Closed | Transformer | YES | -181.1 | -147.4 | 233.5 | 468.1 | 52.3 | 0.26 | 16.8
26036 | OXNARD 13 2 | 26035 | OXNARD 13 1 | 1 | Closed | Transformer | YES | -600.7 | -471.2 | 763.5 | 1516.3 | 52.2 | 0.48 | 43.33
40245 | PHOENIX 50 1 | 40177 | GLENDALE 22 1 | 1 | Closed | Line | NO | 81.1 | 45.1 | 92.8 | 178 | 52.2 | 0.08 | 0.18
40063 | GILA BEND 1 2 | 40117 | AVONDALE 1 1 | 1 | Closed | Line | NO | 95.6 | -5.4 | 95.8 | 183.7 | 52.1 | 2.42 | 7.01
70145 | MEDICINE BOW 1 1 | 70146 | MEDICINE BOW 1 2 | 1 | Closed | Transformer | YES | -75.5 | 21.1 | 78.4 | 150.5 | 52.1 | 0.19 | 4.44
25369 | LOS ANGELES 17 1 | 26214 | PLAYA DEL REY 3 | 1 | Closed | Line | NO | -137.6 | -16.4 | 138.6 | 266.3 | 52 | 0.27 | -4.84
13181 | BEAVERTON 3 2 | 13182 | BEAVERTON 4 1 | 1 | Closed | Line | NO | 74.8 | 100 | 124.9 | 240.1 | 52 | 0.19 | 0.8
20510 | SACRAMENTO 36 3 | 20512 | SACRAMENTO 36 5 | 1 | Closed | TransformerWinding | YES | -279.6 | -5.4 | 279.6 | 538 | 52 | -0.3 | -20.76
25518 | TUJUNGA 2 1 | 25345 | SYLMAR 3 1 | 1 | Closed | Line | NO | 138.9 | 0.5 | 138.9 | 267.4 | 52 | 0.52 | 1.45
21335 | MOUNTAIN VIEW 5 1 | 21406 | SANTA CLARA 1 2 | 1 | Closed | Line | NO | -120.7 | -34.2 | 125.4 | 242.6 | 51.9 | 0.26 | 1.02
28365 | OCEANSIDE 7 2 | 28364 | OCEANSIDE 7 1 | 1 | Closed | Transformer | YES | -255.5 | -66.8 | 264.1 | 521.2 | 51.9 | 0.31 | 20.93
60784 | LYONS 3 2 | 60783 | LYONS 3 1 | 1 | Closed | Transformer | YES | -100.5 | 6.1 | 100.7 | 194.1 | 51.9 | 0.12 | 7.15
21528 | SAN JOSE 28 2 | 21527 | SAN JOSE 28 1 | 1 | Closed | Transformer | YES | -262.7 | 3.6 | 262.7 | 508.2 | 51.9 | 0.42 | 19.97
28774 | SAN DIEGO 49 2 | 28450 | SAN DIEGO 12 1 | 1 | Closed | Line | NO | 123.4 | 60.8 | 137.6 | 265.3 | 51.9 | 0.31 | 0.96
40255 | PHOENIX 54 2 | 40305 | PHOENIX 70 1 | 1 | Closed | Line | NO | 88.9 | 30.3 | 93.9 | 181.3 | 51.8 | 0.53 | 2.05
26023 | POMONA 7 2 | 25789 | DIAMOND BAR 1 3 | 1 | Closed | Line | NO | 135.9 | 8.3 | 136.1 | 263 | 51.8 | 0.2 | 0.68
25985 | PASADENA 8 2 | 25984 | PASADENA 8 1 | 1 | Closed | Transformer | YES | -278.6 | -2.3 | 278.6 | 540.5 | 51.8 | 0.25 | 20.72
40335 | SCOTTSDALE 8 1 | 40338 | SCOTTSDALE 8 4 | 1 | Closed | TransformerWinding | YES | 615.7 | 30.6 | 616.5 | 1191.2 | 51.8 | 1.06 | 74.25
26186 | WILMINGTON 5 1 | 26191 | WILMINGTON 5 6 | 1 | Closed | Transformer | YES | -35.6 | 6.5 | 36.2 | 69.9 | 51.7 | 0.09 | 2.57
10331 | SEATTLE 39 2 | 10330 | SEATTLE 39 1 | 2 | Closed | Transformer | YES | -195.1 | -214.3 | 289.8 | 594.3 | 51.7 | 0.34 | 22.98
10331 | SEATTLE 39 2 | 10330 | SEATTLE 39 1 | 1 | Closed | Transformer | YES | -195.1 | -214.3 | 289.8 | 594.3 | 51.7 | 0.34 | 22.98
26092 | BORON 3 1 | 25978 | BORON 2 1 | 1 | Closed | Line | NO | -129.7 | 1.5 | 129.7 | 251.1 | 51.7 | 0.11 | 0.52
60715 | AURORA 19 3 | 60714 | AURORA 19 2 | 1 | Closed | Transformer | YES | -139.2 | -39.8 | 144.8 | 285 | 51.7 | 0.18 | 7.68
60715 | AURORA 19 3 | 60714 | AURORA 19 2 | 4 | Closed | Transformer | YES | -139.2 | -39.8 | 144.8 | 285 | 51.7 | 0.18 | 7.68
60715 | AURORA 19 3 | 60714 | AURORA 19 2 | 2 | Closed | Transformer | YES | -139.2 | -39.8 | 144.8 | 285 | 51.7 | 0.18 | 7.68
60715 | AURORA 19 3 | 60714 | AURORA 19 2 | 3 | Closed | Transformer | YES | -139.2 | -39.8 | 144.8 | 285 | 51.7 | 0.18 | 7.68
28156 | LAGUNA NIGUEL 1 2 | 28189 | MISSION VIEJO 2 3 | 1 | Closed | Line | NO | 100 | 97.6 | 139.8 | 270.5 | 51.7 | 0.16 | 0.33
23292 | AUBERRY 1 2 | 23295 | AUBERRY 1 5 | 1 | Closed | Transformer | YES | -19.2 | -7.3 | 20.6 | 40.5 | 51.6 | 0.03 | 0.93
40883 | GILA BEND 5 1 | 40885 | GILA BEND 5 3 | 1 | Closed | Transformer | YES | -134.8 | 32 | 138.5 | 268.2 | 51.6 | 0.4 | 9.15
74258 | HAGERMAN 4 2 | 74259 | HAGERMAN 4 3 | 1 | Closed | Transformer | YES | -38.9 | 8.7 | 39.8 | 77.2 | 51.6 | 0.07 | 2.43
26131 | AVILA BEACH 2 | 26130 | AVILA BEACH 1 | 1 | Closed | Transformer | YES | -788.6 | 149.8 | 802.7 | 1555.4 | 51.6 | 0.46 | 33.05
10197 | TACOMA 6 2 | 10196 | TACOMA 6 1 | 1 | Closed | Transformer | YES | -234.2 | -88 | 250.2 | 499.6 | 51.5 | 0.29 | 18.49
20535 | BIG BEND 2 1 | 20538 | BIG BEND 2 4 | 1 | Closed | Transformer | YES | -35.4 | 3.1 | 35.5 | 68.9 | 51.5 | 0.04 | 1.39
13281 | PORTLAND 18 2 | 13304 | PORTLAND 34 1 | 1 | Closed | Line | NO | -135.7 | -25.4 | 138 | 269.4 | 51.5 | 0.42 | 2.14
21188 | REDWOOD CITY 2 1 | 21633 | STANFORD 2 2 | 1 | Closed | Line | NO | -133.7 | -13.2 | 134.3 | 261.5 | 51.5 | 0.27 | 1.19
74331 | HAGERMAN 6 1 | 74333 | HAGERMAN 6 3 | 1 | Closed | Transformer | YES | -10.9 | -0.9 | 11 | 21.4 | 51.5 | 0.03 | 0.69
28536 | SAN DIEGO 38 2 | 28535 | SAN DIEGO 38 1 | 1 | Closed | Transformer | YES | -270.9 | -9.3 | 271.1 | 528.5 | 51.5 | 0.27 | 14.53
28417 | PERRIS 3 2 | 28416 | PERRIS 3 1 | 1 | Closed | Transformer | YES | -248.3 | -82.2 | 261.5 | 519.4 | 51.5 | 0.36 | 16.6
28246 | RANCHO CUCAMONGA 6 1 | 28341 | HESPERIA 2 1 | 1 | Closed | Line | NO | -136.4 | -2.3 | 136.5 | 268.9 | 51.5 | 1.8 | 4.78
40497 | TUCSON 8 1 | 40503 | TUCSON 12 1 | 1 | Closed | Line | NO | 96.7 | 5.3 | 96.8 | 188.2 | 51.5 | 0.08 | 0.35
10231 | SPANAWAY 2 1 | 10251 | FEDERAL WAY 2 1 | 1 | Closed | Line | NO | 138.2 | 11.5 | 138.7 | 269.6 | 51.5 | 0.81 | -1.58
28169 | LAKE FOREST 1 2 | 28196 | MISSION VIEJO 3 1 | 1 | Closed | Line | NO | 73.5 | 100 | 124.1 | 241.5 | 51.4 | 0.23 | 1.44
21574 | TRACY 1 1 | 21582 | LIVERMORE 4 1 | 1 | Closed | Line | NO | 150.9 | 1.5 | 150.9 | 293.8 | 51.4 | 1.61 | 2.78
40494 | TUCSON 6 1 | 40694 | CHANDLER 13 2 | 1 | Closed | Line | NO | -91.3 | -11.6 | 92.1 | 183.2 | 51.4 | 1.52 | 3.42
40141 | PEORIA 2 2 | 40187 | PHOENIX 16 2 | 1 | Closed | Line | NO | -75.8 | -52.1 | 92 | 181.1 | 51.3 | 0.36 | 1.14
40920 | TUCSON 53 1 | 40921 | TUCSON 53 2 | 1 | Closed | Transformer | YES | -6.7 | 0.3 | 6.7 | 13 | 51.3 | 0.01 | 0.31
40368 | CHANDLER 10 1 | 40371 | CHANDLER 10 4 | 1 | Closed | TransformerWinding | YES | 549.7 | 154.9 | 571.2 | 1112.8 | 51.3 | 0.61 | 42.39
10428 | EVERETT 8 2 | 10427 | EVERETT 8 1 | 1 | Closed | Transformer | YES | -207.3 | -121.2 | 240.2 | 483.8 | 51.3 | 0.33 | 14.52
60386 | DENVER 37 2 | 60385 | DENVER 37 1 | 3 | Closed | Transformer | YES | -79.7 | -75 | 109.4 | 227.7 | 51.2 | 0.23 | 10.04
60386 | DENVER 37 2 | 60385 | DENVER 37 1 | 2 | Closed | Transformer | YES | -79.7 | -75 | 109.4 | 227.7 | 51.2 | 0.23 | 10.04
40244 | PHOENIX 49 3 | 40738 | TEMPE 9 2 | 1 | Closed | Line | NO | -93.5 | 4 | 93.6 | 183.2 | 51.2 | 0.34 | 0.99
40720 | GILA BEND 2 1 | 40721 | GILA BEND 2 2 | 1 | Closed | Transformer | YES | -10 | 0.5 | 10 | 19.5 | 51.2 | 0.02 | 0.51
40867 | CASA GRANDE 5 2 | 40287 | MARICOPA 3 1 | 1 | Closed | Line | NO | 92.4 | 12.2 | 93.2 | 181.9 | 51.2 | 0.88 | 2.16
25416 | BURBANK 6 1 | 25444 | LOS ANGELES 37 1 | 1 | Closed | Line | NO | -33.8 | -101.8 | 107.3 | 209.4 | 51.2 | 0.08 | -0.02
40940 | TEMPE 10 2 | 40302 | PARADISE VALLEY 1 | 1 | Closed | Line | NO | 92.1 | 15.5 | 93.4 | 182.5 | 51.2 | 0.4 | 1.32
13361 | ESTACADA 1 1 | 13593 | ESTACADA 3 2 | 1 | Closed | Line | NO | -133 | 4.7 | 133 | 260 | 51.2 | 0.07 | 0.35
23310 | MODESTO 10 2 | 23309 | MODESTO 10 1 | 1 | Closed | Transformer | YES | -241.4 | -57.4 | 248.1 | 495.4 | 51.2 | 0.27 | 19.17
21510 | PLEASANTON 1 1 | 21616 | LIVERMORE 5 2 | 1 | Closed | Line | NO | -142 | 1.7 | 142 | 279 | 51.2 | 0.72 | -2.21
40095 | GOODYEAR 1 1 | 40096 | GOODYEAR 2 1 | 1 | Closed | Line | NO | 94.6 | 7.5 | 94.9 | 185.5 | 51.1 | 0.62 | 2.1
20366 | MONTGOMERY CREEK 2 2 | 20370 | MONTGOMERY CREEK 2 6 | 1 | Closed | Transformer | YES | -5 | -0.6 | 5 | 9.9 | 51.1 | 0.01 | 0.25
74112 | BOISE 12 1 | 74114 | DONNELLY 1 | 1 | Closed | Line | NO | -135 | -6 | 135.1 | 273.2 | 51.1 | 2.78 | -27.54
10415 | KENT 3 2 | 10414 | KENT 3 1 | 1 | Closed | Transformer | YES | -271.2 | -14.9 | 271.6 | 537.8 | 51 | 0.56 | 22.86
21192 | EL SOBRANTE 1 1 | 21208 | HERCULES 1 | 1 | Closed | Line | NO | -135.6 | -21.8 | 137.4 | 270.1 | 51 | 0.18 | 0.82
25595 | LOS ANGELES 78 2 | 25726 | LA PUENTE 2 1 | 1 | Closed | Line | NO | 140.4 | -25 | 142.6 | 280 | 50.9 | 0.21 | 1.07
21075 | SAN FRANCISCO 3 1 | 21101 | SAN FRANCISCO 12 2 | 1 | Closed | Line | NO | -118.9 | 52.4 | 130 | 255.1 | 50.9 | 0.26 | 1.23
60838 | DENVER 57 3 | 60837 | DENVER 57 2 | 4 | Closed | Transformer | YES | -129.8 | -53.7 | 140.5 | 284.6 | 50.9 | 0.26 | 10.16
60838 | DENVER 57 3 | 60837 | DENVER 57 2 | 1 | Closed | Transformer | YES | -129.8 | -53.7 | 140.5 | 284.6 | 50.9 | 0.26 | 10.16
60838 | DENVER 57 3 | 60837 | DENVER 57 2 | 2 | Closed | Transformer | YES | -129.8 | -53.7 | 140.5 | 284.6 | 50.9 | 0.26 | 10.16
60838 | DENVER 57 3 | 60837 | DENVER 57 2 | 3 | Closed | Transformer | YES | -129.8 | -53.7 | 140.5 | 284.6 | 50.9 | 0.26 | 10.16
20289 | MCCLELLAN 2 | 20288 | MCCLELLAN 1 | 1 | Closed | Transformer | YES | -217.8 | -103.1 | 240.9 | 493.5 | 50.9 | 0.36 | 21.05
21133 | SOUTH SAN FRANCISCO 1 2 | 21158 | SAN MATEO 1 1 | 1 | Closed | Line | NO | 137.3 | -0.5 | 137.3 | 270 | 50.8 | 0.85 | 3.85
40092 | LITCHFIELD PARK 1 1 | 40103 | GOODYEAR 4 1 | 1 | Closed | Line | NO | -94.3 | 15.1 | 95.5 | 187.9 | 50.8 | 0.23 | 1.38
70133 | GILLETTE 5 2 | 70175 | GILLETTE 7 1 | 1 | Closed | Line | NO | 119.4 | -47.4 | 128.4 | 252.7 | 50.8 | 0.03 | 0.14
20375 | MEADOW VALLEY 1 2 | 20382 | FORBESTOWN 1 1 | 1 | Closed | Line | NO | 136.8 | -18.1 | 138 | 271.5 | 50.8 | 1.53 | -9.18
40253 | PHOENIX 53 3 | 40299 | PHOENIX 68 2 | 2 | Closed | Line | NO | -61.6 | -77.5 | 99 | 195.7 | 50.8 | 0.21 | 0.34
40253 | PHOENIX 53 3 | 40299 | PHOENIX 68 2 | 1 | Closed | Line | NO | -61.6 | -77.5 | 99 | 195.7 | 50.8 | 0.21 | 0.34
53296 | FRUITLAND 2 3 | 53295 | FRUITLAND 2 2 | 1 | Closed | Transformer | YES | -98.4 | -2.6 | 98.5 | 194.5 | 50.8 | 0.09 | 3.84
60361 | DENVER 30 2 | 60810 | DENVER 56 1 | 1 | Closed | Line | NO | -93.3 | -21.8 | 95.8 | 189.7 | 50.8 | 0.33 | 0.78
53307 | ALBUQUERQUE 31 3 | 53306 | ALBUQUERQUE 31 2 | 3 | Closed | Transformer | YES | -134.2 | -33.6 | 138.3 | 279 | 50.8 | 0.24 | 11.04
53307 | ALBUQUERQUE 31 3 | 53306 | ALBUQUERQUE 31 2 | 2 | Closed | Transformer | YES | -134.2 | -33.6 | 138.3 | 279 | 50.8 | 0.24 | 11.04
53307 | ALBUQUERQUE 31 3 | 53306 | ALBUQUERQUE 31 2 | 1 | Closed | Transformer | YES | -134.2 | -33.6 | 138.3 | 279 | 50.8 | 0.24 | 11.04
53307 | ALBUQUERQUE 31 3 | 53306 | ALBUQUERQUE 31 2 | 4 | Closed | Transformer | YES | -134.2 | -33.6 | 138.3 | 279 | 50.8 | 0.24 | 11.04
29040 | HUNTINGTON BEACH 7 2 | 29039 | HUNTINGTON BEACH 7 1 | 1 | Closed | Transformer | YES | -746.2 | -180.4 | 767.7 | 1541.1 | 50.8 | 0.85 | 51.43
74321 | KIMBERLY 2 1 | 74322 | KIMBERLY 2 2 | 1 | Closed | Transformer | YES | -43 | -18.1 | 46.7 | 93.8 | 50.7 | 0.07 | 2.11
53239 | SUNLAND PARK 2 2 | 53238 | SUNLAND PARK 2 1 | 1 | Closed | Transformer | YES | -415.5 | -234.3 | 477 | 980.8 | 50.7 | 0.59 | 38.82
60672 | FORT LUPTON 2 3 | 60671 | FORT LUPTON 2 2 | 1 | Closed | Transformer | YES | -86.4 | -22.8 | 89.4 | 180.6 | 50.7 | 0.22 | 7.05
40369 | CHANDLER 10 2 | 40406 | GILBERT 5 1 | 1 | Closed | Line | NO | 101.3 | 28.5 | 105.3 | 207.6 | 50.7 | 0.26 | 0.67
21127 | SAN BRUNO 2 1 | 21143 | SAN FRANCISCO 26 1 | 1 | Closed | Line | NO | -110.6 | -29.4 | 114.4 | 226.5 | 50.7 | 0.33 | 0.56
21429 | FREMONT 6 1 | 21439 | SANTA CLARA 5 1 | 1 | Closed | Line | NO | -2.5 | -93.7 | 93.7 | 185.5 | 50.6 | 0.11 | 0.24
60719 | VONA 1 | 60721 | VONA 3 | 1 | Closed | Transformer | YES | -139.7 | 35.3 | 144.1 | 284.5 | 50.6 | 0.16 | 6.45
40464 | APACHE JUNCTION 3 1 | 40954 | PHOENIX 76 2 | 3 | Closed | Line | NO | -108.3 | -3.7 | 108.3 | 216 | 50.6 | 0.92 | 1.88
40464 | APACHE JUNCTION 3 1 | 40954 | PHOENIX 76 2 | 2 | Closed | Line | NO | -108.3 | -3.7 | 108.3 | 216 | 50.6 | 0.92 | 1.88
40464 | APACHE JUNCTION 3 1 | 40954 | PHOENIX 76 2 | 1 | Closed | Line | NO | -108.3 | -3.7 | 108.3 | 216 | 50.6 | 0.92 | 1.88
11011 | GRAND COULEE 1 | 11018 | GRAND COULEE 8 | 1 | Closed | Transformer | YES | -884.3 | -266.2 | 923.5 | 1861 | 50.6 | 0.77 | 56.25
60739 | GEORGETOWN 2 | 60742 | GEORGETOWN 5 | 1 | Closed | TransformerWinding | YES | 127.7 | 6.5 | 127.8 | 252.6 | 50.6 | 0.19 | 10.3
25999 | LOS ANGELES 80 1 | 26002 | LOS ANGELES 80 4 | 1 | Closed | TransformerWinding | YES | 290.4 | -2.1 | 290.4 | 576.3 | 50.5 | 0.49 | 26.39
80046 | EL PASO 27 2 | 80045 | EL PASO 27 1 | 1 | Closed | Transformer | YES | -115.5 | -49 | 125.4 | 255.5 | 50.5 | 0.28 | 8.21
80046 | EL PASO 27 2 | 80045 | EL PASO 27 1 | 3 | Closed | Transformer | YES | -115.5 | -49 | 125.4 | 255.5 | 50.5 | 0.28 | 8.21
80046 | EL PASO 27 2 | 80045 | EL PASO 27 1 | 2 | Closed | Transformer | YES | -115.5 | -49 | 125.4 | 255.5 | 50.5 | 0.28 | 8.21
13250 | PORTLAND 10 1 | 13274 | WEST LINN 1 1 | 1 | Closed | Line | NO | 129.9 | 38.8 | 135.6 | 268.5 | 50.5 | 0.13 | 0.37
28119 | YORBA LINDA 1 2 | 28121 | YORBA LINDA 1 4 | 1 | Closed | TransformerWinding | YES | -268.3 | 8.1 | 268.4 | 535.9 | 50.5 | -0.43 | -28.43
60440 | CASTLE ROCK 3 2 | 60392 | LITTLETON 17 1 | 1 | Closed | Line | NO | 89.7 | 26.3 | 93.5 | 185.4 | 50.4 | 0.95 | 2.4
21121 | SAN FRANCISCO 20 2 | 21123 | SAN FRANCISCO 20 4 | 1 | Closed | TransformerWinding | YES | -238.4 | 51.9 | 244 | 495.3 | 50.4 | -0.35 | -24
60753 | COMMERCE CITY 3 2 | 60756 | COMMERCE CITY 3 5 | 1 | Closed | TransformerWinding | YES | 129.2 | 19.3 | 130.6 | 258.9 | 50.4 | 0.69 | 24.47
23433 | LODI 6 3 | 23432 | LODI 6 2 | 1 | Closed | Transformer | YES | -231.3 | -89.2 | 247.9 | 504.6 | 50.4 | 0.25 | 16.24
40344 | CHANDLER 4 1 | 40369 | CHANDLER 10 2 | 1 | Closed | Line | NO | -93.6 | -5.2 | 93.7 | 187 | 50.4 | 0.46 | 1.58
25935 | ROSAMOND 6 2 | 26211 | MOJAVE 15 3 | 1 | Closed | Line | NO | -148.4 | 21.9 | 150 | 300 | 50.4 | 1.74 | 4
40738 | TEMPE 9 2 | 40737 | TEMPE 9 1 | 1 | Closed | Transformer | YES | -486.2 | -97.7 | 495.9 | 1003.6 | 50.4 | 0.41 | 40.27
21439 | SANTA CLARA 5 1 | 21734 | SAN JOSE 46 2 | 1 | Closed | Line | NO | -35 | -95.2 | 101.4 | 202.4 | 50.4 | 0.23 | 0.52
23407 | FRESNO 24 2 | 23406 | FRESNO 24 1 | 1 | Closed | Transformer | YES | -261 | -72.1 | 270.8 | 542.8 | 50.4 | 0.16 | 8.98
70085 | CHEYENNE 5 2 | 70084 | CHEYENNE 5 1 | 1 | Closed | Transformer | YES | -35.8 | 7.8 | 36.7 | 72.9 | 50.3 | 0.08 | 2.21
40553 | TUCSON 37 1 | 40529 | TUCSON 25 1 | 1 | Closed | Line | NO | 90 | 19.1 | 92 | 182.9 | 50.3 | 0.2 | 0.28
25579 | LONG BEACH 12 1 | 25505 | LOS ANGELES 59 1 | 1 | Closed | Line | NO | 124.6 | 7.2 | 124.8 | 248.5 | 50.2 | 0.23 | 0.12
25290 | SAN FERNANDO 1 | 25360 | SUN VALLEY 1 3 | 1 | Closed | Line | NO | 127.1 | 32.8 | 131.3 | 261.4 | 50.2 | 0.13 | 0.37
13514 | CONDON 1 | 13515 | CONDON 2 | 1 | Closed | Transformer | YES | -44 | 10.1 | 45.2 | 89.9 | 50.2 | 0.1 | 2.88
53041 | ESPANOLA 2 | 53043 | ESPANOLA 4 | 1 | Closed | TransformerWinding | YES | -29.9 | -8.7 | 31.2 | 63.3 | 50.2 | 0.09 | 1.82
40703 | GOLDEN VALLEY 2 1 | 40832 | GOLDEN VALLEY 3 1 | 1 | Closed | Line | NO | 88.9 | 11.3 | 89.6 | 178.5 | 50.2 | 0.17 | 0.83
30430 | NORTH LAS VEGAS 11 2 | 30432 | NORTH LAS VEGAS 11 4 | 1 | Closed | TransformerWinding | YES | -259.6 | -32.8 | 261.7 | 521.2 | 50.2 | -0.17 | -10.23
40899 | GILBERT 12 2 | 40902 | GILBERT 12 5 | 1 | Closed | TransformerWinding | YES | 531.4 | 113.7 | 543.5 | 1083.5 | 50.2 | 1.17 | 84.15
11051 | DAYTON 4 1 | 11053 | DAYTON 4 3 | 1 | Closed | Transformer | YES | -51.7 | 15.5 | 54 | 107.7 | 50.1 | 0.15 | 4.24
53230 | PREWITT 3 | 53232 | PREWITT 5 | 1 | Closed | TransformerWinding | YES | -100.7 | -9.1 | 101.1 | 201.8 | 50.1 | -0.08 | -2.96
13324 | OREGON CITY 2 1 | 13327 | OREGON CITY 2 4 | 1 | Closed | TransformerWinding | YES | 325.1 | -56.4 | 330 | 664.2 | 50.1 | 0.3 | 15.93
60308 | DENVER 13 2 | 60307 | DENVER 13 1 | 3 | Closed | Transformer | YES | -147.9 | 7 | 148.1 | 295.9 | 50 | 0.19 | 8.26
60308 | DENVER 13 2 | 60307 | DENVER 13 1 | 2 | Closed | Transformer | YES | -147.9 | 7 | 148.1 | 295.9 | 50 | 0.19 | 8.26
60308 | DENVER 13 2 | 60307 | DENVER 13 1 | 1 | Closed | Transformer | YES | -147.9 | 7 | 148.1 | 295.9 | 50 | 0.19 | 8.26
60308 | DENVER 13 2 | 60307 | DENVER 13 1 | 4 | Closed | Transformer | YES | -147.9 | 7 | 148.1 | 295.9 | 50 | 0.19 | 8.26
28463 | REDLANDS 3 1 | 28783 | REDLANDS 5 3 | 1 | Closed | Line | NO | -150.1 | -20.9 | 151.6 | 303.8 | 50 | 0.27 | 1.34
40216 | PHOENIX 31 1 | 40299 | PHOENIX 68 2 | 1 | Closed | Line | NO | -76.3 | -45.3 | 88.8 | 178.3 | 50 | 0.16 | 0.61
40522 | TUCSON 19 2 | 40519 | TUCSON 17 1 | 1 | Closed | Line | NO | -54.7 | 63.5 | 83.8 | 167.5 | 50 | 0.14 | 0.49
20509 | SACRAMENTO 36 2 | 20512 | SACRAMENTO 36 5 | 1 | Closed | TransformerWinding | YES | 279.9 | 30.1 | 281.5 | 563 | 50 | 0.65 | 45.4
10446 | BELLEVUE 6 2 | 10338 | SEATTLE 41 1 | 1 | Closed | Line | NO | 132.6 | 14.1 | 133.3 | 266.7 | 50 | 0.42 | 1.23
40145 | PEORIA 6 1 | 40111 | SUN CITY WEST 1 1 | 1 | Closed | Line | NO | -82.7 | -24.1 | 86.1 | 174.2 | 50 | 0.51 | 1.65
40129 | SUN CITY 7 1 | 40116 | EL MIRAGE 2 1 | 2 | Closed | Line | NO | 102 | 33 | 107.2 | 214.7 | 50 | 0.05 | -0.42
40129 | SUN CITY 7 1 | 40116 | EL MIRAGE 2 1 | 1 | Closed | Line | NO | 102 | 33 | 107.2 | 214.7 | 50 | 0.05 | -0.42
40129 | SUN CITY 7 1 | 40116 | EL MIRAGE 2 1 | 3 | Closed | Line | NO | 102 | 33 | 107.2 | 214.7 | 50 | 0.05 | -0.42
25607 | LAKEWOOD 7 1 | 28024 | ANAHEIM 2 2 | 1 | Closed | Line | NO | -118.9 | 49.5 | 128.8 | 258.1 | 50 | 0.59 | 1
53088 | ALBUQUERQUE 14 1 | 53307 | ALBUQUERQUE 31 3 | 1 | Closed | Line | NO | -95.4 | -23.7 | 98.3 | 199.7 | 50 | 0.72 | 2.96
21399 | SANTA CRUZ 5 2 | 21437 | CAPITOLA 1 | 1 | Closed | Line | NO | 132 | -29.1 | 135.2 | 270.6 | 50 | 0.69 | 2.63
40308 | TEMPE 2 1 | 40321 | SCOTTSDALE 4 1 | 1 | Closed | Line | NO | 83.7 | 47.4 | 96.2 | 193.4 | 50 | 0.37 | -1.46
40853 | TUCSON 50 3 | 40558 | TUCSON 39 1 | 1 | Closed | Line | NO | 97.9 | 24.2 | 100.9 | 202.1 | 49.9 | 0.13 | -0.67
25104 | OXNARD 6 2 | 25105 | OXNARD 7 1 | 1 | Closed | Line | NO | 130.8 | 16.9 | 131.9 | 264.3 | 49.9 | 0.1 | -0.43
28223 | CORONA 4 2 | 29014 | CORONA 12 3 | 1 | Closed | Line | NO | 132 | -21.5 | 133.8 | 268.2 | 49.9 | 0.18 | 0.94
10460 | REDMOND 2 2 | 10459 | REDMOND 2 1 | 4 | Closed | Transformer | YES | -311.9 | 88.6 | 324.2 | 650.1 | 49.9 | 0.17 | 10.73
10460 | REDMOND 2 2 | 10459 | REDMOND 2 1 | 2 | Closed | Transformer | YES | -311.9 | 88.6 | 324.2 | 650.1 | 49.9 | 0.17 | 10.73
10460 | REDMOND 2 2 | 10459 | REDMOND 2 1 | 1 | Closed | Transformer | YES | -311.9 | 88.6 | 324.2 | 650.1 | 49.9 | 0.17 | 10.73
26221 | SANTA CLARITA 5 2 | 25237 | SANTA CLARITA 1 1 | 1 | Closed | Line | NO | 129 | 22.5 | 131 | 262.9 | 49.8 | 0.66 | 1.26
60272 | LITTLETON 5 1 | 60838 | DENVER 57 3 | 1 | Closed | Line | NO | -139 | -46.4 | 146.5 | 296.3 | 49.8 | 0.48 | 1.51
21405 | SANTA CLARA 1 1 | 21408 | SANTA CLARA 1 4 | 1 | Closed | TransformerWinding | YES | 258.4 | 6.8 | 258.5 | 519.6 | 49.8 | 0.42 | 23.98
13165 | SALEM 11 1 | 13227 | HUBBARD 2 | 1 | Closed | Line | NO | -127.9 | -30.3 | 131.5 | 265.3 | 49.8 | 0.54 | -0.02
70138 | CHEYENNE 7 4 | 70137 | CHEYENNE 7 3 | 1 | Closed | Transformer | YES | -37 | -17.5 | 40.9 | 83.9 | 49.8 | 0.05 | 1.85
70138 | CHEYENNE 7 4 | 70137 | CHEYENNE 7 3 | 3 | Closed | Transformer | YES | -37 | -17.5 | 40.9 | 83.9 | 49.8 | 0.05 | 1.85
74169 | POCATELLO 4 3 | 74168 | POCATELLO 4 2 | 1 | Closed | Transformer | YES | -41.7 | -29 | 50.8 | 107 | 49.8 | 0.09 | 3.97
70072 | CHEYENNE 1 2 | 70074 | CHEYENNE 1 4 | 1 | Closed | TransformerWinding | YES | -42.8 | 9.8 | 43.9 | 90 | 49.7 | -0.12 | -3.85
21170 | SAN PABLO 2 3 | 21723 | CROCKETT 2 | 1 | Closed | Line | NO | -135.5 | -6.2 | 135.6 | 273.4 | 49.7 | 0.31 | 0.49
25685 | CERRITOS 1 1 | 28003 | HUNTINGTON BEACH 2 1 | 1 | Closed | Line | NO | -120.8 | -37.7 | 126.5 | 255.4 | 49.7 | 0.26 | 0.69
10709 | WENATCHEE 3 3 | 10708 | WENATCHEE 3 2 | 1 | Closed | Transformer | YES | -258.4 | -3.1 | 258.4 | 522.3 | 49.7 | 0.28 | 18.07
10309 | SEATTLE 27 1 | 10323 | SEATTLE 37 1 | 1 | Closed | Line | NO | 129.9 | 24.8 | 132.3 | 266.3 | 49.7 | 0.12 | -0.88
13121 | SALEM 8 3 | 13137 | SALEM 9 2 | 1 | Closed | Line | NO | -116.2 | -56.5 | 129.2 | 262.1 | 49.6 | 0.37 | 1.31
25471 | LOS ANGELES 48 1 | 25499 | LOS ANGELES 56 1 | 1 | Closed | Line | NO | 106.6 | 62.2 | 123.4 | 248.6 | 49.6 | 0.36 | 0.26
25773 | LANCASTER 5 1 | 26003 | MOJAVE 10 1 | 1 | Closed | Line | NO | -122.2 | -28.8 | 125.5 | 260.2 | 49.6 | 2.55 | 4.14
20272 | POLLOCK PINES 1 1 | 20347 | POLLOCK PINES 4 1 | 1 | Closed | Line | NO | -124.9 | -4.5 | 125 | 252.6 | 49.6 | 0.3 | -2.43
21686 | COYOTE 3 | 21685 | COYOTE 2 | 1 | Closed | Transformer | YES | -220.1 | -65.3 | 229.6 | 477.5 | 49.5 | 0.31 | 20.55
40220 | PHOENIX 33 3 | 40279 | PHOENIX 62 1 | 1 | Closed | Line | NO | 68.9 | 54.4 | 87.8 | 177.3 | 49.5 | 0.2 | 0.43
28503 | ESCONDIDO 3 2 | 28502 | ESCONDIDO 3 1 | 1 | Closed | Transformer | YES | -237.6 | -58.4 | 244.6 | 505.7 | 49.5 | 0.39 | 19.57
25833 | ROSAMOND 2 2 | 25851 | ROSAMOND 3 2 | 1 | Closed | Line | NO | 130.9 | -4.2 | 131 | 264.5 | 49.5 | 0.41 | 1.5
25407 | TORRANCE 5 1 | 25937 | EL SEGUNDO 2 1 | 1 | Closed | Line | NO | -122.5 | 31.6 | 126.5 | 255.7 | 49.5 | 0.23 | 1.13
21019 | PETALUMA 2 2 | 21021 | PETALUMA 2 4 | 1 | Closed | TransformerWinding | YES | -268.4 | -6 | 268.5 | 542.9 | 49.4 | -0.19 | -12.15
13388 | BEND 3 1 | 13399 | BEND 5 1 | 1 | Closed | Line | NO | -134 | -3.3 | 134.1 | 271.9 | 49.4 | 0.4 | -1.35
60386 | DENVER 37 2 | 60336 | BROOMFIELD 5 1 | 1 | Closed | Line | NO | 36.1 | 70.8 | 79.4 | 160.7 | 49.4 | 0.24 | 0.77
25390 | BURBANK 3 2 | 25406 | LOS ANGELES 25 1 | 1 | Closed | Line | NO | 101.1 | 68.9 | 122.4 | 247.7 | 49.4 | 0.34 | 1.29
60714 | AURORA 19 2 | 60713 | AURORA 19 1 | 1 | Closed | Transformer | YES | -413.1 | -211 | 463.9 | 981.1 | 49.4 | 0.54 | 41.12
10042 | CENTRALIA 1 1 | 10858 | CENTRALIA 2 3 | 1 | Closed | Line | NO | -130.4 | -12.4 | 131 | 265.9 | 49.4 | 0.2 | 0.49
53221 | FARMINGTON 5 1 | 53224 | FARMINGTON 5 4 | 1 | Closed | Transformer | YES | -11 | 1.7 | 11.1 | 22.5 | 49.4 | 0.04 | 0.81
10041 | WINLOCK 1 | 10757 | SILVER CREEK 1 2 | 1 | Closed | Line | NO | -133 | -4.3 | 133.1 | 271 | 49.3 | 0.62 | -5.78
40225 | PHOENIX 38 1 | 40267 | PHOENIX 58 1 | 1 | Closed | Line | NO | 40.2 | 91.9 | 100.3 | 203.3 | 49.3 | 0.18 | 0.73
40708 | TEMPE 8 1 | 40308 | TEMPE 2 1 | 1 | Closed | Line | NO | 108.5 | -32.8 | 113.4 | 230 | 49.3 | 0.22 | 0.44
10690 | ROOSEVELT 1 1 | 10691 | ROOSEVELT 1 2 | 1 | Closed | Transformer | YES | -59.6 | -17.1 | 62 | 128.6 | 49.3 | 0.13 | 3.96
10173 | BATTLE GROUND 1 2 | 10935 | COUGAR 2 2 | 1 | Closed | Line | NO | -132.6 | 2.4 | 132.6 | 271.4 | 49.2 | 0.86 | -4.24
10839 | TACOMA 21 2 | 10841 | TACOMA 21 4 | 1 | Closed | TransformerWinding | YES | -256.3 | -17 | 256.9 | 524 | 49.2 | 0.14 | 11.59
40257 | PHOENIX 55 1 | 40213 | PHOENIX 29 1 | 1 | Closed | Line | NO | 85.6 | -24.4 | 89.1 | 180.9 | 49.2 | 0.21 | 0.43
30241 | HENDERSON 14 2 | 30245 | BOULDER CITY 1 2 | 1 | Closed | Line | NO | -91.5 | 3.7 | 91.5 | 186.9 | 49.2 | 0.43 | 0.29
28036 | ANAHEIM 4 2 | 28129 | SANTA ANA 10 3 | 1 | Closed | Line | NO | 92.4 | 84.3 | 125.1 | 254.3 | 49.2 | 0.24 | -0.03
30185 | LAS VEGAS 48 1 | 30380 | LAS VEGAS 73 2 | 1 | Closed | Line | NO | -144.4 | -53.6 | 154.1 | 314.3 | 49.2 | 0.43 | 0.15
20090 | WOODLAND 4 1 | 20401 | WOODLAND 5 2 | 1 | Closed | Line | NO | -132 | -13.5 | 132.7 | 270.5 | 49.2 | 0.25 | 0.49
13272 | PORTLAND 17 3 | 13304 | PORTLAND 34 1 | 3 | Closed | Line | NO | -135.9 | -31.1 | 139.4 | 285.2 | 49.1 | 0.41 | 1.48
13272 | PORTLAND 17 3 | 13304 | PORTLAND 34 1 | 2 | Closed | Line | NO | -135.9 | -31.1 | 139.4 | 285.2 | 49.1 | 0.41 | 1.48
13272 | PORTLAND 17 3 | 13304 | PORTLAND 34 1 | 1 | Closed | Line | NO | -135.9 | -31.1 | 139.4 | 285.2 | 49.1 | 0.41 | 1.48
70130 | MOUNTAIN VIEW 6 1 | 70131 | MOUNTAIN VIEW 6 2 | 1 | Closed | Transformer | YES | -48 | -6.6 | 48.5 | 100.3 | 49.1 | 0.13 | 3.86
21615 | LIVERMORE 5 1 | 21617 | LIVERMORE 5 3 | 1 | Closed | Transformer | YES | -282.9 | -56.9 | 288.6 | 594.4 | 49.1 | 0.24 | 13.94
26076 | WHITTIER 9 2 | 25708 | WHITTIER 4 1 | 1 | Closed | Line | NO | 123.2 | 35.5 | 128.2 | 261.2 | 49.1 | 0.13 | 0.38
80069 | EL PASO 32 2 | 80068 | EL PASO 32 1 | 1 | Closed | Transformer | YES | -86.7 | -1.6 | 86.7 | 177.8 | 49 | 0.11 | 5.14
50446 | HUNTINGTON 2 1 | 50448 | HUNTINGTON 2 3 | 1 | Closed | Transformer | YES | -516.1 | -205.1 | 555.4 | 1164.1 | 49 | 0.43 | 36.56
26119 | MOJAVE 14 1 | 26122 | MOJAVE 14 4 | 1 | Closed | Transformer | YES | -18.4 | 4 | 18.9 | 38.5 | 48.9 | 0.03 | 1.09
25605 | LONG BEACH 16 1 | 25509 | LOS ANGELES 61 1 | 1 | Closed | Line | NO | -126 | 7.1 | 126.2 | 258.4 | 48.9 | 0.14 | 0.52
21391 | SAN JOSE 2 1 | 21628 | SANTA CLARA 6 2 | 1 | Closed | Line | NO | -115.3 | -51 | 126.1 | 258.8 | 48.9 | 0.28 | 0.51
40151 | PHOENIX 4 2 | 40150 | PHOENIX 4 1 | 1 | Closed | Transformer | YES | -456.4 | -138.6 | 476.9 | 998.9 | 48.9 | 0.52 | 33.75
28763 | DESERT HOT SPRINGS 4 2 | 28762 | DESERT HOT SPRINGS 4 1 | 1 | Closed | Transformer | YES | -715.1 | -155.3 | 731.8 | 1519 | 48.9 | 0.58 | 42.3
40479 | FLORENCE 2 1 | 40506 | KEARNY 1 | 1 | Closed | Line | NO | -87.8 | 7.6 | 88.1 | 181.9 | 48.9 | 1.02 | 3.16
21326 | CASTRO VALLEY 2 1 | 21329 | CASTRO VALLEY 2 4 | 1 | Closed | TransformerWinding | YES | 316.3 | 44.8 | 319.4 | 654 | 48.8 | 0.52 | 33.5
74331 | HAGERMAN 6 1 | 74332 | HAGERMAN 6 2 | 1 | Closed | Transformer | YES | -12.1 | -3.3 | 12.5 | 26 | 48.8 | 0.02 | 0.6
60338 | DENVER 21 2 | 60279 | ARVADA 7 1 | 1 | Closed | Line | NO | 89.3 | 22.1 | 91.9 | 188.5 | 48.8 | 0.29 | 0.97
60520 | BRIGHTON 5 2 | 60754 | COMMERCE CITY 3 3 | 1 | Closed | Line | NO | -90.8 | -16.5 | 92.3 | 189.5 | 48.8 | 0.08 | 0.32
40225 | PHOENIX 38 1 | 40222 | PHOENIX 35 1 | 1 | Closed | Line | NO | -57.3 | -75.3 | 94.6 | 195 | 48.7 | 0.18 | 0.42
40110 | SURPRISE 6 1 | 40127 | SUN CITY 5 2 | 3 | Closed | Line | NO | -92.6 | -42.5 | 101.9 | 209.6 | 48.7 | 0.15 | 0.34
40110 | SURPRISE 6 1 | 40127 | SUN CITY 5 2 | 2 | Closed | Line | NO | -92.6 | -42.5 | 101.9 | 209.6 | 48.7 | 0.15 | 0.34
40110 | SURPRISE 6 1 | 40127 | SUN CITY 5 2 | 1 | Closed | Line | NO | -92.6 | -42.5 | 101.9 | 209.6 | 48.7 | 0.15 | 0.34
21759 | BIRDS LANDING 6 1 | 20362 | RIO VISTA 2 2 | 1 | Closed | Line | NO | 134.7 | 0.9 | 134.7 | 276.3 | 48.7 | 0.18 | 0.66
25985 | PASADENA 8 2 | 25570 | LOS ANGELES 74 1 | 1 | Closed | Line | NO | 127.8 | -0.5 | 127.8 | 262.4 | 48.7 | 0.18 | 0.75
25824 | OXNARD 9 1 | 25830 | OXNARD 9 7 | 1 | Closed | Transformer | YES | -802.3 | -375.8 | 886 | 1851.2 | 48.7 | 0.4 | 34.45
25973 | LONG BEACH 26 2 | 25858 | LONG BEACH 24 2 | 1 | Closed | Line | NO | 120.8 | 3.5 | 120.8 | 248.1 | 48.7 | 0.08 | 0.24
28800 | ONTARIO 8 2 | 28802 | ONTARIO 8 4 | 1 | Closed | TransformerWinding | YES | -253.3 | -16.1 | 253.8 | 521.4 | 48.7 | -0.17 | -9.1
60203 | DENVER 2 1 | 60236 | BROOMFIELD 2 1 | 1 | Closed | Line | NO | -108.2 | -28.4 | 111.9 | 230.4 | 48.7 | 0.2 | 0.32
60706 | HAYDEN 2 3 | 60077 | HAYDEN 1 1 | 1 | Closed | Line | NO | 91.4 | -9.9 | 91.9 | 188.9 | 48.7 | 0.22 | 0.68
28006 | HUNTINGTON BEACH 3 1 | 28029 | HUNTINGTON BEACH 5 1 | 1 | Closed | Line | NO | 131.5 | 10.1 | 131.9 | 271.1 | 48.7 | 0.5 | 1.72
13304 | PORTLAND 34 1 | 13318 | PORTLAND 38 3 | 1 | Closed | Line | NO | 81.4 | 85 | 117.7 | 241.9 | 48.6 | 0.21 | -0.1
40183 | PHOENIX 14 2 | 40169 | GLENDALE 20 1 | 1 | Closed | Line | NO | 87.3 | 17.8 | 89.1 | 183.3 | 48.6 | 0.08 | 0.24
10433 | BONNEY LAKE 1 2 | 10432 | BONNEY LAKE 1 1 | 1 | Closed | Transformer | YES | -239.3 | -52.6 | 245.1 | 509.6 | 48.6 | 0.15 | 10.97
50420 | MILFORD 4 1 | 50421 | MILFORD 4 2 | 1 | Closed | Transformer | YES | -91.6 | -16.6 | 93.1 | 193.9 | 48.6 | 0.17 | 5.16
21754 | EL SOBRANTE 2 2 | 21151 | RICHMOND 1 3 | 1 | Closed | Line | NO | 124.3 | 32.8 | 128.5 | 264.6 | 48.6 | 0.16 | 0.58
53291 | LA MESA 6 2 | 53290 | LA MESA 6 1 | 2 | Closed | Transformer | YES | -133.5 | -1 | 133.5 | 275.5 | 48.6 | 0.11 | 5.69
53291 | LA MESA 6 2 | 53290 | LA MESA 6 1 | 1 | Closed | Transformer | YES | -133.5 | -1 | 133.5 | 275.5 | 48.6 | 0.11 | 5.69
53291 | LA MESA 6 2 | 53290 | LA MESA 6 1 | 3 | Closed | Transformer | YES | -133.5 | -1 | 133.5 | 275.5 | 48.6 | 0.11 | 5.69
23432 | LODI 6 2 | 23431 | LODI 6 1 | 1 | Closed | Transformer | YES | -745.3 | -111.5 | 753.5 | 1568.5 | 48.5 | 0.56 | 41.74
13292 | PORTLAND 24 1 | 11049 | VANCOUVER 18 2 | 1 | Closed | Line | NO | -67 | -88.8 | 111.2 | 230.2 | 48.5 | 0.19 | 0.56
40841 | PHOENIX 74 2 | 40840 | PHOENIX 74 1 | 2 | Closed | Transformer | YES | -747.2 | -361 | 829.8 | 1789.9 | 48.5 | 0.89 | 79.2
40841 | PHOENIX 74 2 | 40840 | PHOENIX 74 1 | 1 | Closed | Transformer | YES | -747.2 | -361 | 829.8 | 1789.9 | 48.5 | 0.89 | 79.2
40841 | PHOENIX 74 2 | 40840 | PHOENIX 74 1 | 3 | Closed | Transformer | YES | -747.2 | -361 | 829.8 | 1789.9 | 48.5 | 0.89 | 79.2
29066 | NORTH PALM SPRINGS 8 1 | 29071 | NORTH PALM SPRINGS 8 6 | 1 | Closed | Transformer | YES | -30.9 | -4 | 31.2 | 65.4 | 48.5 | 0.08 | 2.59
10398 | EVERETT 6 1 | 10370 | EVERETT 2 2 | 1 | Closed | Line | NO | -122.9 | 30.6 | 126.7 | 261.6 | 48.5 | 0.25 | 0.73
28357 | VICTORVILLE 6 1 | 28427 | LAKE ARROWHEAD 1 | 1 | Closed | Line | NO | 132 | 7.6 | 132.2 | 273 | 48.4 | 0.73 | 1.7
60307 | DENVER 13 1 | 60725 | DENVER 55 2 | 1 | Closed | Line | NO | -333.9 | -20.1 | 334.5 | 694.1 | 48.4 | 1.07 | 6.29
26000 | LOS ANGELES 80 2 | 25467 | LOS ANGELES 47 1 | 1 | Closed | Line | NO | 141.7 | 20.7 | 143.2 | 295.9 | 48.4 | 0.04 | 0.06
40459 | COOLIDGE 1 | 40463 | SAN TAN VALLEY 4 1 | 1 | Closed | Line | NO | 86.5 | 9.6 | 87 | 179.9 | 48.4 | 1.22 | 2.4
21276 | LOS ALTOS 1 2 | 21275 | LOS ALTOS 1 1 | 1 | Closed | Transformer | YES | -245.5 | -19.6 | 246.3 | 513.2 | 48.4 | 0.24 | 15.97
21665 | OAKLAND 19 2 | 21667 | OAKLAND 19 4 | 1 | Closed | TransformerWinding | YES | -269.3 | -5.3 | 269.4 | 556.9 | 48.4 | -0.09 | -6.31
28800 | ONTARIO 8 2 | 28243 | CORONA 6 1 | 1 | Closed | Line | NO | 131.6 | 5 | 131.7 | 272.3 | 48.4 | 0.34 | 0.53
23202 | FRESNO 20 1 | 23346 | SANGER 3 2 | 1 | Closed | Line | NO | -115.6 | -54.9 | 128 | 265.4 | 48.4 | 0.17 | 0.47
25104 | OXNARD 6 2 | 25103 | OXNARD 6 1 | 1 | Closed | Transformer | YES | -240.7 | -38.9 | 243.8 | 508.5 | 48.3 | 0.15 | 10.2
40224 | PHOENIX 37 1 | 40187 | PHOENIX 16 2 | 3 | Closed | Line | NO | -95.1 | -39.7 | 103.1 | 214.3 | 48.3 | 0.24 | 0.84
40224 | PHOENIX 37 1 | 40187 | PHOENIX 16 2 | 2 | Closed | Line | NO | -95.1 | -39.7 | 103.1 | 214.3 | 48.3 | 0.24 | 0.84
40224 | PHOENIX 37 1 | 40187 | PHOENIX 16 2 | 1 | Closed | Line | NO | -95.1 | -39.7 | 103.1 | 214.3 | 48.3 | 0.24 | 0.84
13529 | MORO 1 | 13635 | WASCO 3 2 | 1 | Closed | Line | NO | -124.5 | 24.8 | 127 | 263.5 | 48.3 | 1 | 3.74
28196 | MISSION VIEJO 3 1 | 28171 | LAKE FOREST 2 2 | 1 | Closed | Line | NO | 30.7 | 93.9 | 98.8 | 204.5 | 48.3 | 0.31 | 0.16
25189 | WEST HILLS 1 | 25188 | CALABASAS 2 1 | 1 | Closed | Line | NO | -124.1 | -20.6 | 125.8 | 261.2 | 48.3 | 0.23 | 0.85
60194 | BOULDER 8 1 | 60826 | BOULDER 10 2 | 1 | Closed | Line | NO | -89 | -17 | 90.6 | 188.8 | 48.3 | 0.32 | 0.97
10449 | AUBURN 5 1 | 10394 | AUBURN 4 1 | 1 | Closed | Line | NO | 128.5 | -9.9 | 128.9 | 267.1 | 48.2 | 0.17 | -0.04
11048 | VANCOUVER 18 1 | 11050 | VANCOUVER 18 3 | 1 | Closed | Transformer | YES | -246.6 | -105.2 | 268.1 | 575 | 48.2 | 0.35 | 21.06
60417 | DENVER 47 1 | 60440 | CASTLE ROCK 3 2 | 1 | Closed | Line | NO | -84.6 | -16.9 | 86.3 | 181.8 | 48.1 | 1 | 1.54
40516 | TUCSON 15 1 | 40510 | TUCSON 14 2 | 1 | Closed | Line | NO | -87.7 | -5.1 | 87.8 | 182.9 | 48.1 | 0.19 | 0.75
60359 | ENGLEWOOD 2 3 | 60838 | DENVER 57 3 | 1 | Closed | Line | NO | -81.9 | -33.7 | 88.5 | 185.5 | 48.1 | 0.3 | 1.11
25313 | LOS ANGELES 9 1 | 26016 | REDONDO BEACH 4 3 | 1 | Closed | Line | NO | -117.5 | -33.7 | 122.2 | 254.4 | 48.1 | 0.03 | 0.13
60283 | ARVADA 8 3 | 60309 | DENVER 14 1 | 1 | Closed | Line | NO | 86.4 | 23.7 | 89.6 | 187.5 | 48 | 0.11 | -2.07
60797 | KREMMLING 2 1 | 60798 | KREMMLING 2 2 | 1 | Closed | Transformer | YES | -18.3 | 2.3 | 18.4 | 38.4 | 48 | 0.04 | 0.99
25978 | BORON 2 1 | 28869 | HINKLEY 3 1 | 1 | Closed | Line | NO | -120.2 | -1.9 | 120.2 | 252 | 48 | 0.74 | -0.41
28544 | CHULA VISTA 1 2 | 28543 | CHULA VISTA 1 1 | 1 | Closed | Transformer | YES | -247.8 | -1.5 | 247.8 | 518.6 | 48 | 0.24 | 17.23
28475 | SAN DIEGO 19 1 | 28490 | SAN DIEGO 26 1 | 1 | Closed | Line | NO | 126.4 | -23.6 | 128.6 | 268.1 | 48 | 0.26 | -0.9
28326 | RIVERSIDE 16 2 | 28291 | RIVERSIDE 9 1 | 1 | Closed | Line | NO | 128 | 18.3 | 129.3 | 269.8 | 47.9 | 0.15 | 0.58
28388 | CARLSBAD 4 2 | 28724 | ESCONDIDO 8 1 | 1 | Closed | Line | NO | -124 | -28.4 | 127.3 | 266.1 | 47.9 | 0.29 | -0.16
30178 | LAS VEGAS 43 1 | 30152 | LAS VEGAS 32 3 | 1 | Closed | Line | NO | 148.8 | 0.1 | 148.8 | 310.6 | 47.9 | 0.11 | -1.69
28227 | ONTARIO 6 1 | 28800 | ONTARIO 8 2 | 1 | Closed | Line | NO | -124 | -22.6 | 126.1 | 264.4 | 47.9 | 0.32 | 1.38
21432 | CONCORD 6 1 | 21608 | PITTSBURG 4 2 | 1 | Closed | Line | NO | -129.1 | 3.4 | 129.2 | 271 | 47.9 | 0.58 | 2.06
25587 | BELL GARDENS 3 1 | 25474 | LOS ANGELES 49 2 | 1 | Closed | Line | NO | -125.6 | -54 | 136.8 | 287 | 47.9 | 0.23 | 0.95
60429 | COLORADO SPRINGS 4 3 | 60878 | FOUNTAIN 5 3 | 1 | Closed | Line | NO | -110.7 | 10.5 | 111.2 | 233.8 | 47.8 | 0.69 | -0.05
29066 | NORTH PALM SPRINGS 8 1 | 29070 | NORTH PALM SPRINGS 8 5 | 1 | Closed | Transformer | YES | -46.3 | -10.9 | 47.6 | 100.7 | 47.8 | 0.08 | 2.19
25060 | SANTA BARBARA 6 2 | 25063 | SANTA BARBARA 7 1 | 1 | Closed | Line | NO | 125.6 | -14.1 | 126.4 | 264.3 | 47.8 | 0.45 | 2.04
13333 | PORTLAND 40 3 | 13296 | PORTLAND 28 1 | 2 | Closed | Line | NO | 136.4 | -11.6 | 136.9 | 286.5 | 47.8 | 0.41 | 1.08
13333 | PORTLAND 40 3 | 13296 | PORTLAND 28 1 | 3 | Closed | Line | NO | 136.4 | -11.6 | 136.9 | 286.5 | 47.8 | 0.41 | 1.08
13333 | PORTLAND 40 3 | 13296 | PORTLAND 28 1 | 1 | Closed | Line | NO | 136.4 | -11.6 | 136.9 | 286.5 | 47.8 | 0.41 | 1.08
60803 | MOSCA 3 | 60802 | MOSCA 2 | 1 | Closed | Transformer | YES | -91.9 | 7.3 | 92.2 | 193 | 47.8 | 0.13 | 5
40156 | PHOENIX 7 1 | 40192 | PHOENIX 20 1 | 1 | Closed | Line | NO | -78.3 | -32.9 | 84.9 | 178.7 | 47.7 | 0.33 | 0.17
30191 | LAS VEGAS 51 1 | 30296 | LAS VEGAS 69 2 | 1 | Closed | Line | NO | -185.4 | -16.9 | 186.2 | 391.5 | 47.7 | 1.06 | -4.21
28638 | BANNING 1 1 | 29037 | NORTH PALM SPRINGS 5 5 | 1 | Closed | Line | NO | -126.1 | -13.7 | 126.9 | 265.7 | 47.7 | 0.48 | -11.73
40853 | TUCSON 50 3 | 40852 | TUCSON 50 2 | 1 | Closed | Transformer | YES | -413.9 | -169.4 | 447.2 | 970.8 | 47.7 | 0.57 | 37.93
50099 | SALT LAKE CITY 3 2 | 50189 | SALT LAKE CITY 20 1 | 1 | Closed | Line | NO | 145.9 | 58.1 | 157 | 329 | 47.7 | 0.09 | 0.45
28223 | CORONA 4 2 | 28222 | CORONA 4 1 | 1 | Closed | Transformer | YES | -241.2 | 21.3 | 242.1 | 507.4 | 47.7 | 0.18 | 12.59
29072 | NIPTON 3 1 | 29073 | NIPTON 3 2 | 1 | Closed | Transformer | YES | -82.6 | 4.5 | 82.7 | 173.4 | 47.7 | 0.15 | 4.51
28726 | NORTH PALM SPRINGS 1 1 | 28727 | NORTH PALM SPRINGS 1 2 | 1 | Closed | Transformer | YES | -39.8 | -8.6 | 40.7 | 86.5 | 47.7 | 0.06 | 1.95
60481 | GREELEY 1 1 | 60570 | AULT 2 | 1 | Closed | Line | NO | -89 | -8.8 | 89.5 | 188.8 | 47.7 | 0.87 | -4.62
28156 | LAGUNA NIGUEL 1 2 | 28185 | MISSION VIEJO 1 3 | 1 | Closed | Line | NO | 96.3 | 73.2 | 121 | 253.7 | 47.7 | 0.11 | 0.36
40086 | SURPRISE 2 3 | 40080 | WADDELL 2 | 1 | Closed | Line | NO | 67.6 | 49.1 | 83.5 | 175.4 | 47.6 | 0.2 | 0.6
26095 | LONG BEACH 27 2 | 26184 | LONG BEACH 28 14 | 1 | Closed | Line | NO | 199.3 | 774.6 | 799.8 | 1680 | 47.6 | 0.21 | 1.52
21633 | STANFORD 2 2 | 21637 | STANFORD 2 6 | 1 | Closed | Transformer | YES | -26.2 | -11.9 | 28.8 | 62 | 47.6 | 0.06 | 1.54
40426 | FLAGSTAFF 2 1 | 40429 | FLAGSTAFF 3 2 | 1 | Closed | Line | NO | -79.9 | -8.2 | 80.3 | 172 | 47.6 | 1.21 | 2.72
40095 | GOODYEAR 1 1 | 40234 | PHOENIX 44 1 | 1 | Closed | Line | NO | 83.9 | -15.2 | 85.3 | 179.2 | 47.6 | 0.71 | 0.28
13212 | BEAVERTON 7 1 | 13272 | PORTLAND 17 3 | 1 | Closed | Line | NO | -122.9 | 18.9 | 124.3 | 263.6 | 47.6 | 0.25 | -5.21
10334 | SEATTLE 40 2 | 10333 | SEATTLE 40 1 | 1 | Closed | Transformer | YES | -240 | 33.6 | 242.3 | 509.4 | 47.6 | 0.21 | 16.04
40352 | CHANDLER 6 1 | 40404 | GILBERT 3 1 | 1 | Closed | Line | NO | 73.2 | -42.7 | 84.8 | 178.4 | 47.5 | 0.53 | 0.98
40304 | SCOTTSDALE 2 1 | 40336 | SCOTTSDALE 8 2 | 1 | Closed | Line | NO | -85.2 | -12.7 | 86.2 | 182.5 | 47.5 | 0.4 | 1.12
21148 | SAN FRANCISCO 29 1 | 21140 | SAN FRANCISCO 24 1 | 1 | Closed | Line | NO | -112.7 | 14.2 | 113.5 | 239.2 | 47.5 | 0.26 | 0.84
53271 | WILLARD 2 2 | 53270 | WILLARD 2 1 | 1 | Closed | Transformer | YES | -81.8 | 15.3 | 83.2 | 175.1 | 47.5 | 0.09 | 4.14
25353 | LANCASTER 1 1 | 25900 | ROSAMOND 5 1 | 1 | Closed | Line | NO | -123 | 9.8 | 123.4 | 261.6 | 47.5 | 0.61 | -2.2
28172 | CHINO 1 1 | 25804 | POMONA 3 2 | 1 | Closed | Line | NO | -128.1 | 25.1 | 130.5 | 275 | 47.5 | 0.17 | 0.61
28311 | VICTORVILLE 3 1 | 28462 | APPLE VALLEY 2 1 | 1 | Closed | Line | NO | 127.3 | 11.6 | 127.8 | 269.5 | 47.5 | 0.42 | -5.43
26037 | OXNARD 13 3 | 25089 | OXNARD 2 1 | 1 | Closed | Line | NO | 71.3 | 86.2 | 111.9 | 235.7 | 47.5 | 0.14 | 0.04
21316 | MOUNTAIN VIEW 2 1 | 21322 | CUPERTINO 2 1 | 1 | Closed | Line | NO | 103.2 | 7.3 | 103.4 | 218 | 47.4 | 0.07 | 0.19
10348 | SEATTLE 42 3 | 10349 | SEATTLE 42 4 | 1 | Closed | TransformerWinding | YES | -55.5 | -9.3 | 56.2 | 122.1 | 47.4 | 0.1 | 7.01
26005 | OXNARD 12 1 | 26008 | OXNARD 12 4 | 1 | Closed | TransformerWinding | YES | 337.3 | 19.5 | 337.9 | 712.3 | 47.4 | 0.16 | 7.32
40414 | GILBERT 11 1 | 40415 | MESA 14 1 | 1 | Closed | Line | NO | -11 | -81.9 | 82.7 | 174.3 | 47.4 | 0.18 | -1.4
40207 | PHOENIX 26 1 | 40172 | PHOENIX 11 1 | 1 | Closed | Line | NO | 86.2 | -4.3 | 86.3 | 182.1 | 47.4 | 0.26 | 0.48
30169 | NORTH LAS VEGAS 2 1 | 30172 | NORTH LAS VEGAS 4 2 | 1 | Closed | Line | NO | -123.9 | -77.6 | 146.2 | 309.1 | 47.4 | 0.11 | 0.37
23320 | BIG CREEK 1 1 | 23324 | BIG CREEK 1 5 | 1 | Closed | Transformer | YES | -20 | 1.9 | 20.1 | 42.3 | 47.4 | 0.03 | 0.8
21334 | MOUNTAIN VIEW 4 1 | 21310 | FREMONT 1 2 | 1 | Closed | Line | NO | -100.5 | -14.9 | 101.6 | 214.9 | 47.4 | 0.18 | 0.6
10434 | BONNEY LAKE 2 1 | 10475 | BUCKLEY 1 | 1 | Closed | Line | NO | 125 | 13.4 | 125.8 | 265.4 | 47.4 | 0.93 | 1.26
21018 | PETALUMA 2 1 | 21021 | PETALUMA 2 4 | 1 | Closed | TransformerWinding | YES | 268.6 | 17.4 | 269.1 | 567.9 | 47.4 | 0.36 | 23.51
40240 | PHOENIX 47 1 | 40250 | PHOENIX 52 1 | 1 | Closed | Line | NO | -59.7 | -52.5 | 79.5 | 167.8 | 47.4 | 0.17 | -5.25
25600 | LANCASTER 3 2 | 25851 | ROSAMOND 3 2 | 1 | Closed | Line | NO | -117.5 | -30.2 | 121.3 | 257 | 47.4 | 0.99 | -2.16
13303 | PORTLAND 33 2 | 13289 | PORTLAND 23 3 | 1 | Closed | Line | NO | 107.4 | 78.8 | 133.2 | 281.4 | 47.3 | 0.1 | 0.51
13303 | PORTLAND 33 2 | 13289 | PORTLAND 23 3 | 3 | Closed | Line | NO | 107.4 | 78.8 | 133.2 | 281.4 | 47.3 | 0.1 | 0.51
13303 | PORTLAND 33 2 | 13289 | PORTLAND 23 3 | 2 | Closed | Line | NO | 107.4 | 78.8 | 133.2 | 281.4 | 47.3 | 0.1 | 0.51
60672 | FORT LUPTON 2 3 | 60845 | FORT LUPTON 3 2 | 1 | Closed | Line | NO | 86.4 | 22.8 | 89.4 | 188.8 | 47.3 | 0.06 | -0.13
70071 | CHEYENNE 1 1 | 70109 | CHEYENNE 6 3 | 1 | Closed | Line | NO | -126.2 | -13.3 | 126.9 | 269.5 | 47.3 | 0.46 | 1.24
28326 | RIVERSIDE 16 2 | 28325 | RIVERSIDE 16 1 | 1 | Closed | Transformer | YES | -242.1 | -14.3 | 242.5 | 516.8 | 47.3 | 0.38 | 17.39
23359 | CORCORAN 2 1 | 23360 | CORCORAN 2 2 | 1 | Closed | Transformer | YES | -16.7 | 1.3 | 16.7 | 35.4 | 47.3 | 0.05 | 1.27
10469 | BELLEVUE 7 2 | 10468 | BELLEVUE 7 1 | 1 | Closed | Transformer | YES | -224.1 | -57.9 | 231.5 | 501.7 | 47.2 | 0.34 | 18.27
25234 | GRANADA HILLS 1 2 | 25333 | NORTH HOLLYWOOD 2 2 | 1 | Closed | Line | NO | -116.7 | -28.6 | 120.2 | 255.8 | 47.2 | 0.36 | 1.35
25478 | GLENDALE 2 1 | 26127 | BURBANK 10 3 | 1 | Closed | Line | NO | -114.2 | -29 | 117.8 | 250.1 | 47.2 | 0.2 | 0.51
30209 | HENDERSON 2 2 | 30208 | HENDERSON 2 1 | 1 | Closed | Transformer | YES | -173.3 | -114.3 | 207.6 | 455.2 | 47.2 | 0.2 | 12.67
25390 | BURBANK 3 2 | 25396 | LOS ANGELES 21 1 | 1 | Closed | Line | NO | 89 | 72.4 | 114.7 | 243 | 47.2 | 0.27 | 0.63
60826 | BOULDER 10 2 | 60676 | BOULDER 9 3 | 1 | Closed | Line | NO | -70.4 | -47.6 | 85 | 180.3 | 47.2 | 0.03 | 0.12
21521 | PLEASANTON 3 1 | 21419 | SAN RAMON 1 1 | 1 | Closed | Line | NO | -129.3 | 6.1 | 129.5 | 274.6 | 47.2 | 0.16 | 0.83
53274 | CUBERO 2 | 53276 | CUBERO 4 | 1 | Closed | TransformerWinding | YES | -88.9 | -0.3 | 88.9 | 188.5 | 47.2 | -0.05 | -2.05
40752 | MOHAVE VALLEY 2 2 | 40755 | MOHAVE VALLEY 2 5 | 1 | Closed | TransformerWinding | YES | 675.8 | -185.5 | 700.9 | 1485.4 | 47.2 | -0.38 | -32.03
21238 | OAKLAND 8 1 | 21242 | OAKLAND 10 3 | 1 | Closed | Line | NO | 119.5 | 3.2 | 119.5 | 254.3 | 47 | 0.15 | 0.39
23350 | TURLOCK 4 1 | 23352 | TURLOCK 4 3 | 1 | Closed | Transformer | YES | -23.9 | -11.2 | 26.3 | 57.1 | 47 | 0.03 | 1.05
60813 | BRUSH 4 1 | 60750 | BRUSH 3 3 | 1 | Closed | Line | NO | -85.4 | -18.6 | 87.4 | 186.1 | 47 | 0.04 | 0.05
25471 | LOS ANGELES 48 1 | 26045 | BURBANK 9 2 | 1 | Closed | Line | NO | -119.3 | -20.4 | 121 | 258.1 | 47 | 0.23 | -0.21
23206 | CLOVIS 3 1 | 23311 | AUBERRY 2 1 | 1 | Closed | Line | NO | -132.8 | -17 | 133.8 | 290.7 | 46.9 | 2.03 | 4.42
10118 | OAK HARBOR 2 2 | 10120 | OAK HARBOR 2 4 | 1 | Closed | TransformerWinding | YES | -212.2 | 9.3 | 212.4 | 452.6 | 46.9 | -0.03 | -1.33
28156 | LAGUNA NIGUEL 1 2 | 28134 | IRVINE 4 1 | 1 | Closed | Line | NO | 106.3 | 51.8 | 118.3 | 252 | 46.9 | 0.14 | 0.48
25053 | SANTA BARBARA 1 1 | 25115 | CAMARILLO 1 1 | 1 | Closed | Line | NO | 123 | -17.7 | 124.3 | 265 | 46.9 | 0.55 | -6.82
25394 | BURBANK 4 1 | 25527 | LOS ANGELES 65 3 | 1 | Closed | Line | NO | 123 | -2.3 | 123 | 262.3 | 46.9 | 0.24 | -0.07
25959 | BAKERSFIELD 26 1 | 25961 | BAKERSFIELD 26 3 | 1 | Closed | Transformer | YES | -24.8 | -11.6 | 27.3 | 59.4 | 46.9 | 0.04 | 1.1
29026 | CARLSBAD 6 3 | 28354 | CARLSBAD 3 1 | 1 | Closed | Line | NO | 115.2 | 45.6 | 123.9 | 264.4 | 46.9 | 0.07 | 0.31
25451 | BURBANK 7 1 | 26127 | BURBANK 10 3 | 1 | Closed | Line | NO | -118.8 | -13.4 | 119.6 | 255.8 | 46.9 | 0.23 | 0.78
70067 | LARAMIE 2 1 | 70129 | ROCK RIVER 2 2 | 1 | Closed | Line | NO | -121.9 | 19.2 | 123.4 | 267.7 | 46.8 | 3.16 | 10.28
40810 | GLENDALE 23 2 | 40168 | GLENDALE 19 1 | 1 | Closed | Line | NO | 100 | -14.4 | 101 | 215.8 | 46.8 | 0.16 | -0.38
40810 | GLENDALE 23 2 | 40168 | GLENDALE 19 1 | 3 | Closed | Line | NO | 100 | -14.4 | 101 | 215.8 | 46.8 | 0.16 | -0.38
40810 | GLENDALE 23 2 | 40168 | GLENDALE 19 1 | 2 | Closed | Line | NO | 100 | -14.4 | 101 | 215.8 | 46.8 | 0.16 | -0.38
25058 | SANTA BARBARA 5 1 | 25060 | SANTA BARBARA 6 2 | 1 | Closed | Line | NO | -122.1 | 12.7 | 122.8 | 262.8 | 46.8 | 0.41 | 1.82
40459 | COOLIDGE 1 | 40477 | GOLD CANYON 2 | 1 | Closed | Line | NO | 82.9 | 14.6 | 84.2 | 179.9 | 46.8 | 0.84 | -2.61
60854 | COLORADO SPRINGS 34 3 | 60441 | COLORADO SPRINGS 5 1 | 1 | Closed | Line | NO | 86 | 17.4 | 87.8 | 187.6 | 46.8 | 0.15 | 0.37
25939 | MOJAVE 4 1 | 25940 | MOJAVE 4 2 | 1 | Closed | Transformer | YES | -46.6 | 2.4 | 46.6 | 99.9 | 46.7 | 0.1 | 2.43
21044 | FAIRFAX 1 | 21082 | SAN FRANCISCO 6 2 | 1 | Closed | Line | NO | -69 | -100.2 | 121.7 | 261.3 | 46.7 | 0.17 | 0.32
13172 | MEDFORD 1 2 | 13171 | MEDFORD 1 1 | 1 | Closed | Transformer | YES | -179.7 | -63 | 190.4 | 417 | 46.7 | 0.24 | 11.65
70080 | CHEYENNE 3 3 | 70171 | WHEATLAND 2 2 | 3 | Closed | Line | NO | -128.7 | 4 | 128.7 | 282.7 | 46.7 | 2.57 | -10.54
70080 | CHEYENNE 3 3 | 70171 | WHEATLAND 2 2 | 2 | Closed | Line | NO | -128.7 | 4 | 128.7 | 282.7 | 46.7 | 2.57 | -10.54
70080 | CHEYENNE 3 3 | 70171 | WHEATLAND 2 2 | 1 | Closed | Line | NO | -128.7 | 4 | 128.7 | 282.7 | 46.7 | 2.57 | -10.54
60493 | COLORADO SPRINGS 13 3 | 60490 | COLORADO SPRINGS 12 2 | 1 | Closed | Line | NO | -65.2 | -51.9 | 83.3 | 179.5 | 46.7 | 0.22 | 0.49
25959 | BAKERSFIELD 26 1 | 25960 | BAKERSFIELD 26 2 | 1 | Closed | Transformer | YES | -24.7 | -10.9 | 27 | 59.6 | 46.7 | 0.07 | 1.82
25459 | LOS ANGELES 45 2 | 25461 | LOS ANGELES 45 4 | 1 | Closed | TransformerWinding | YES | -238.4 | 5.5 | 238.5 | 510.8 | 46.7 | -0.02 | -1.42
80028 | EL PASO 17 1 | 80088 | EL PASO 37 3 | 1 | Closed | Line | NO | -92 | 1.2 | 92 | 198.2 | 46.6 | 0.39 | 1.71
80011 | EL PASO 6 1 | 80036 | EL PASO 22 1 | 1 | Closed | Line | NO | 60.3 | 58.8 | 84.3 | 180.9 | 46.6 | 0.29 | 0.71
21208 | HERCULES 1 | 21695 | BENICIA 3 2 | 1 | Closed | Line | NO | -117.3 | -32.1 | 121.6 | 262.6 | 46.6 | 0.38 | 1.11
20340 | ROSEVILLE 7 2 | 20342 | ROSEVILLE 7 4 | 1 | Closed | TransformerWinding | YES | -240.6 | -15.2 | 241.1 | 517.7 | 46.6 | -0.08 | -5.35
25686 | CERRITOS 2 1 | 28073 | ANAHEIM 9 1 | 1 | Closed | Line | NO | 107.2 | -43.4 | 115.6 | 248.4 | 46.6 | 0.26 | 0.68
25826 | OXNARD 9 3 | 25096 | OXNARD 4 1 | 1 | Closed | Line | NO | 118.6 | 5.9 | 118.8 | 255.1 | 46.6 | 0.13 | -0.15
30249 | JACKPOT 2 | 30251 | JACKPOT 4 | 1 | Closed | TransformerWinding | YES | 51.8 | 7.8 | 52.4 | 114.5 | 46.5 | -0.17 | -3.86
40221 | PHOENIX 34 1 | 40241 | PHOENIX 48 1 | 1 | Closed | Line | NO | -53.9 | -53.8 | 76.1 | 164.6 | 46.5 | 0.13 | 0.38
40290 | PHOENIX 66 1 | 40359 | SCOTTSDALE 12 1 | 1 | Closed | Line | NO | -79.3 | 27.3 | 83.9 | 181.4 | 46.5 | 0.04 | -1.17
21274 | BOULDER CREEK 1 | 21299 | SANTA CRUZ 1 2 | 1 | Closed | Line | NO | -108.2 | -11.9 | 108.8 | 236.3 | 46.5 | 0.71 | 2.11
21664 | OAKLAND 19 1 | 21667 | OAKLAND 19 4 | 1 | Closed | TransformerWinding | YES | 269.5 | 19.8 | 270.2 | 581.9 | 46.4 | 0.29 | 20.84
21594 | ANTIOCH 5 2 | 21593 | ANTIOCH 5 1 | 1 | Closed | Transformer | YES | -877.8 | 17.7 | 878 | 1892.3 | 46.4 | 0.41 | 36.3
21242 | OAKLAND 10 3 | 21715 | ALAMEDA 4 11 | 1 | Closed | Line | NO | -130.7 | -18.7 | 132 | 285 | 46.4 | 0.16 | 0.8
23444 | TURLOCK 5 3 | 23443 | TURLOCK 5 2 | 1 | Closed | Transformer | YES | -224.7 | -20.2 | 225.6 | 490 | 46.4 | 0.2 | 13.33
40832 | GOLDEN VALLEY 3 1 | 40833 | GOLDEN VALLEY 3 2 | 1 | Closed | Transformer | YES | -5.4 | 0.2 | 5.4 | 11.7 | 46.4 | 0.01 | 0.21
21231 | REDWOOD CITY 4 4 | 21729 | HAYWARD 8 3 | 1 | Closed | Line | NO | -114.8 | -10 | 115.2 | 249.5 | 46.4 | 0.52 | -0.29
60887 | WELLINGTON 4 4 | 70109 | CHEYENNE 6 3 | 1 | Closed | Line | NO | -107 | 61 | 123.2 | 265.7 | 46.4 | 1.55 | 6.39
60451 | DENVER 52 2 | 60371 | DENVER 34 2 | 1 | Closed | Line | NO | -80.3 | -29.6 | 85.6 | 184.6 | 46.4 | 0.11 | -0.85
25175 | SIMI VALLEY 2 3 | 26084 | LEBEC 2 2 | 1 | Closed | Line | NO | -117.8 | -14.4 | 118.7 | 257.1 | 46.3 | 1.03 | -5.3
25591 | PASADENA 1 1 | 25508 | LA CRESCENTA 1 | 1 | Closed | Line | NO | -114.3 | 29.2 | 117.9 | 255.1 | 46.3 | 0.62 | 1.53
21101 | SAN FRANCISCO 12 2 | 21103 | SAN FRANCISCO 12 4 | 1 | Closed | TransformerWinding | YES | -211.2 | 51.4 | 217.4 | 478 | 46.3 | -0.25 | -16.04
26060 | SUN VALLEY 2 3 | 26059 | SUN VALLEY 2 2 | 1 | Closed | Transformer | YES | -222.2 | -45.3 | 226.7 | 498.2 | 46.3 | 0.28 | 15.77
13137 | SALEM 9 2 | 13105 | SALEM 5 1 | 1 | Closed | Line | NO | 72.2 | 81.2 | 108.7 | 234.8 | 46.3 | 0.19 | 0.72
13562 | SPRINGFIELD 5 1 | 13565 | SPRINGFIELD 5 4 | 1 | Closed | TransformerWinding | YES | 294.9 | 61.7 | 301.3 | 651.1 | 46.3 | 0.25 | 14.46
60550 | FOUNTAIN 1 1 | 60878 | FOUNTAIN 5 3 | 1 | Closed | Line | NO | -85.6 | -9.1 | 86.1 | 187.8 | 46.3 | 0.59 | 1.64
25326 | LOS ANGELES 11 1 | 25267 | MARINA DEL REY 2 | 1 | Closed | Line | NO | -88.8 | -65.4 | 110.3 | 238.8 | 46.3 | 0.04 | 0.14
13576 | ESTACADA 2 1 | 13578 | ESTACADA 2 3 | 1 | Closed | Transformer | YES | -32.2 | -5.3 | 32.6 | 71.5 | 46.2 | 0.07 | 1.96
50164 | FARMINGTON 1 2 | 50171 | CENTERVILLE 2 1 | 1 | Closed | Line | NO | 148.6 | 32.9 | 152.2 | 329.2 | 46.2 | 0.03 | 0.15
21146 | MILLBRAE 1 | 21088 | DALY CITY 2 1 | 1 | Closed | Line | NO | 75.9 | 52.3 | 92.2 | 199.6 | 46.2 | 0.05 | -0.26
21115 | SAN FRANCISCO 17 1 | 21118 | SAN FRANCISCO 18 3 | 1 | Closed | Line | NO | 127 | 1.3 | 127 | 274.8 | 46.2 | 0.42 | 0.02
40127 | SUN CITY 5 2 | 40108 | SURPRISE 4 2 | 1 | Closed | Line | NO | -124.8 | -46.1 | 133.1 | 290.2 | 46.2 | 0.51 | 1.56
77134 | MISSOULA 2 2 | 77133 | MISSOULA 2 1 | 1 | Closed | Transformer | YES | -199.4 | -79.9 | 214.8 | 476.7 | 46.2 | 0.24 | 13.17
74319 | GRACE 2 3 | 74318 | GRACE 2 2 | 1 | Closed | Transformer | YES | -32.9 | 17.9 | 37.5 | 81.1 | 46.2 | 0.04 | 1.18
60806 | MONTROSE 4 3 | 60805 | MONTROSE 4 2 | 1 | Closed | Transformer | YES | -79.7 | -5.2 | 79.8 | 173.9 | 46.2 | 0.09 | 4.03
20305 | COBB 1 | 20306 | COBB 2 | 1 | Closed | Transformer | YES | -44 | 3 | 44.1 | 95.5 | 46.2 | 0.11 | 2.98
21111 | SAN FRANCISCO 14 3 | 21064 | SAUSALITO 2 | 1 | Closed | Line | NO | -118.1 | 19.9 | 119.7 | 259.8 | 46.2 | 0.44 | 1.33
60185 | GOLDEN 2 2 | 60184 | GOLDEN 2 1 | 3 | Closed | Transformer | YES | -120.8 | 40.6 | 127.5 | 276.2 | 46.2 | 0.16 | 7.66
40147 | GLENDALE 11 1 | 40148 | GLENDALE 12 1 | 1 | Closed | Line | NO | -94.8 | 0.2 | 94.8 | 206.2 | 46.2 | 0.38 | 1.08
28118 | YORBA LINDA 1 1 | 28121 | YORBA LINDA 1 4 | 1 | Closed | TransformerWinding | YES | 268.6 | 9.5 | 268.8 | 585.9 | 46.1 | 0.69 | 46.03
13529 | MORO 1 | 13402 | MADRAS 1 1 | 3 | Closed | Line | NO | 127.3 | -35.5 | 132.2 | 286.5 | 46.1 | 2.16 | -44.36
13529 | MORO 1 | 13402 | MADRAS 1 1 | 1 | Closed | Line | NO | 127.3 | -35.5 | 132.2 | 286.5 | 46.1 | 2.16 | -44.36
13529 | MORO 1 | 13402 | MADRAS 1 1 | 2 | Closed | Line | NO | 127.3 | -35.5 | 132.2 | 286.5 | 46.1 | 2.16 | -44.36
77209 | BILLINGS 8 1 | 77212 | BILLINGS 8 4 | 1 | Closed | TransformerWinding | YES | 308.3 | 10.8 | 308.4 | 668.5 | 46.1 | 0.5 | 29.52
25555 | LOS ANGELES 70 2 | 25656 | MONTEBELLO 1 3 | 1 | Closed | Line | NO | -105.3 | -50.3 | 116.7 | 253 | 46.1 | 0.12 | -0.13
28756 | CAMPO 1 | 28757 | CAMPO 2 | 1 | Closed | Transformer | YES | -40.2 | -9.1 | 41.2 | 90.2 | 46.1 | 0.05 | 1.54
11011 | GRAND COULEE 1 | 11014 | GRAND COULEE 4 | 1 | Closed | Transformer | YES | -811.8 | -255.7 | 851.1 | 1896.1 | 46.1 | 0.91 | 66.78
29076 | ANAHEIM 15 2 | 29078 | ANAHEIM 15 4 | 1 | Closed | TransformerWinding | YES | -235.3 | -13.2 | 235.7 | 511.2 | 46.1 | -0.51 | -25.62
53120 | SANTA TERESA 1 | 80005 | EL PASO 2 1 | 1 | Closed | Line | NO | 81 | 21.3 | 83.8 | 181.8 | 46.1 | 0.11 | 0.26
40266 | PHOENIX 57 1 | 40299 | PHOENIX 68 2 | 1 | Closed | Line | NO | -58.4 | -51.3 | 77.7 | 170.6 | 46 | 0.34 | 0.92
28218 | ONTARIO 5 2 | 28231 | RANCHO CUCAMONGA 4 1 | 1 | Closed | Line | NO | 122.2 | 3.3 | 122.2 | 265.5 | 46 | 0.2 | 0.62
40196 | PHOENIX 21 1 | 40181 | PHOENIX 13 1 | 1 | Closed | Line | NO | -72.5 | 38.1 | 81.9 | 178.1 | 46 | 0.09 | 0.23
25944 | SANTA CLARITA 4 1 | 26236 | ROSAMOND 7 1 | 1 | Closed | Line | NO | -118.9 | -0.5 | 118.9 | 260.1 | 46 | 0.71 | -0.75
10736 | TACOMA 19 3 | 10735 | TACOMA 19 2 | 1 | Closed | Transformer | YES | -257.7 | -112.2 | 281.1 | 636 | 46 | 0.37 | 25.19
10736 | TACOMA 19 3 | 10735 | TACOMA 19 2 | 2 | Closed | Transformer | YES | -257.7 | -112.2 | 281.1 | 636 | 46 | 0.37 | 25.19
10736 | TACOMA 19 3 | 10735 | TACOMA 19 2 | 3 | Closed | Transformer | YES | -257.7 | -112.2 | 281.1 | 636 | 46 | 0.37 | 25.19
25699 | CYPRESS 1 1 | 28024 | ANAHEIM 2 2 | 1 | Closed | Line | NO | -113.1 | -16.6 | 114.3 | 250.1 | 46 | 0.45 | 1.23
60657 | PUEBLO 12 1 | 60664 | PUEBLO 12 8 | 1 | Closed | Transformer | YES | -542.3 | -67.3 | 546.5 | 1201.9 | 46 | 0.54 | 34.13
60391 | DENVER 40 1 | 60458 | AURORA 7 1 | 1 | Closed | Line | NO | 86.8 | -4.5 | 86.9 | 189.3 | 45.9 | 0.11 | -0.43
21497 | SAN JOSE 20 2 | 21533 | SAN JOSE 32 1 | 1 | Closed | Line | NO | 121.1 | -6.2 | 121.3 | 264.1 | 45.9 | 0.11 | -0.66
13489 | LOWELL 1 2 | 13355 | LYONS 1 3 | 1 | Closed | Line | NO | 116.5 | 24.9 | 119.1 | 259.5 | 45.9 | 0.78 | 1.82
21374 | UNION CITY 1 2 | 21379 | SUNNYVALE 6 1 | 1 | Closed | Line | NO | 124.3 | 21.6 | 126.2 | 275.4 | 45.9 | 0.4 | -3.24
30197 | LAS VEGAS 54 2 | 30156 | LAS VEGAS 36 1 | 1 | Closed | Line | NO | 140.9 | 34.7 | 145.1 | 316.4 | 45.9 | 0.04 | 0.02
70076 | CHEYENNE 2 2 | 70075 | CHEYENNE 2 1 | 3 | Closed | Transformer | YES | -46 | -6.9 | 46.5 | 102.8 | 45.8 | 0.1 | 2.84
70076 | CHEYENNE 2 2 | 70075 | CHEYENNE 2 1 | 2 | Closed | Transformer | YES | -46 | -6.9 | 46.5 | 102.8 | 45.8 | 0.1 | 2.84
70076 | CHEYENNE 2 2 | 70075 | CHEYENNE 2 1 | 4 | Closed | Transformer | YES | -46 | -6.9 | 46.5 | 102.8 | 45.8 | 0.1 | 2.84
40189 | PHOENIX 17 2 | 40190 | PHOENIX 18 1 | 1 | Closed | Line | NO | 76.3 | 29.6 | 81.8 | 178.5 | 45.8 | 0.08 | 0.06
30192 | LAS VEGAS 52 1 | 30380 | LAS VEGAS 73 2 | 1 | Closed | Line | NO | -115.7 | -77.2 | 139.1 | 304.9 | 45.8 | 0.23 | 0.46
13338 | PORTLAND 44 1 | 13310 | PORTLAND 35 3 | 1 | Closed | Line | NO | -105.6 | -53.4 | 118.4 | 259.4 | 45.8 | 0.15 | 0.42
10997 | LAKEBAY 3 1 | 10998 | LAKEBAY 3 2 | 1 | Closed | Transformer | YES | -41.5 | 3.4 | 41.6 | 91 | 45.8 | 0.03 | 0.97
28549 | SAN DIEGO 41 2 | 28551 | SAN DIEGO 41 4 | 1 | Closed | TransformerWinding | YES | -229.7 | -5.4 | 229.8 | 502.2 | 45.8 | -0.1 | -5.78
21019 | PETALUMA 2 2 | 21034 | ROHNERT PARK 2 1 | 1 | Closed | Line | NO | 122.8 | -21.2 | 124.6 | 272.5 | 45.7 | 0.23 | 0.65
26015 | REDONDO BEACH 4 2 | 26014 | REDONDO BEACH 4 1 | 1 | Closed | Transformer | YES | -603.7 | -288.8 | 669.3 | 1517.3 | 45.7 | 0.78 | 51.53
74264 | PONDERAY 1 | 74265 | PONDERAY 2 | 1 | Closed | Transformer | YES | -7.5 | 1 | 7.5 | 16.5 | 45.7 | 0.01 | 0.42
10504 | MONROE 2 1 | 10729 | SULTAN 2 2 | 1 | Closed | Line | NO | -110.7 | -41.8 | 118.3 | 260 | 45.7 | 0.18 | 0.81
40573 | TUCSON 46 2 | 40569 | TUCSON 44 1 | 1 | Closed | Line | NO | 79.3 | 9 | 79.8 | 174.6 | 45.7 | 0.19 | 0.24
40563 | TUCSON 42 2 | 40562 | TUCSON 42 1 | 1 | Closed | Transformer | YES | -407.7 | -127.9 | 427.3 | 954.8 | 45.7 | 0.36 | 25.8
13175 | BEAVERTON 1 2 | 13146 | HILLSBORO 2 1 | 1 | Closed | Line | NO | 81.1 | 76.7 | 111.6 | 244.4 | 45.7 | 0.3 | 1.06
74208 | RATHDRUM 2 2 | 74210 | RATHDRUM 2 4 | 1 | Closed | TransformerWinding | YES | -242 | -23.5 | 243.1 | 532.7 | 45.6 | -0.11 | -8.17
28528 | SAN DIEGO 35 3 | 28979 | SAN DIEGO 52 2 | 1 | Closed | Line | NO | -115.5 | -33.2 | 120.2 | 264.4 | 45.6 | 0.29 | 0.79
10364 | AUBURN 2 2 | 10232 | TACOMA 16 1 | 1 | Closed | Line | NO | 119.8 | 13.5 | 120.6 | 264.2 | 45.6 | 0.16 | -0.02
60676 | BOULDER 9 3 | 60675 | BOULDER 9 2 | 1 | Closed | Transformer | YES | -127.2 | -13.1 | 127.9 | 284.1 | 45.6 | 0.21 | 10.35
60676 | BOULDER 9 3 | 60675 | BOULDER 9 2 | 2 | Closed | Transformer | YES | -127.2 | -13.1 | 127.9 | 284.1 | 45.6 | 0.21 | 10.35
60676 | BOULDER 9 3 | 60675 | BOULDER 9 2 | 3 | Closed | Transformer | YES | -127.2 | -13.1 | 127.9 | 284.1 | 45.6 | 0.21 | 10.35
60676 | BOULDER 9 3 | 60675 | BOULDER 9 2 | 4 | Closed | Transformer | YES | -127.2 | -13.1 | 127.9 | 284.1 | 45.6 | 0.21 | 10.35
28832 | COLTON 3 2 | 28831 | COLTON 3 1 | 1 | Closed | Transformer | YES | -226.9 | -6.1 | 227 | 500.4 | 45.6 | 0.32 | 14.98
10024 | SHELTON 2 2 | 10039 | OLYMPIA 3 2 | 1 | Closed | Line | NO | 113.9 | 34.9 | 119.1 | 261.2 | 45.6 | 0.42 | 1.34
40086 | SURPRISE 2 3 | 40146 | PEORIA 7 1 | 1 | Closed | Line | NO | 77.1 | 24.4 | 80.9 | 177.4 | 45.6 | 0.35 | 0.27
25595 | LOS ANGELES 78 2 | 25637 | PASADENA 4 1 | 1 | Closed | Line | NO | 115.8 | -8.2 | 116.1 | 254.7 | 45.6 | 0.22 | 0.52
40940 | TEMPE 10 2 | 40708 | TEMPE 8 1 | 1 | Closed | Line | NO | 86.3 | -29.4 | 91.2 | 200 | 45.6 | 0.2 | 0.64
28060 | COSTA MESA 1 2 | 28062 | COSTA MESA 1 4 | 1 | Closed | TransformerWinding | YES | -225.6 | 37.3 | 228.6 | 501.5 | 45.6 | 0.06 | 4.15
28808 | PALA 2 | 28810 | PALA 4 | 1 | Closed | TransformerWinding | YES | -221.1 | 1.7 | 221.1 | 485.2 | 45.6 | 0.01 | 0.4
13129 | GLIDE 1 | 13657 | IDLEYLD PARK 4 2 | 1 | Closed | Line | NO | -117.3 | 6.4 | 117.4 | 260.1 | 45.6 | 1.11 | 0.99
25609 | LONG BEACH 17 1 | 26172 | LONG BEACH 28 2 | 1 | Closed | Line | NO | -129.3 | 8.8 | 129.6 | 285.3 | 45.6 | 0.51 | 1.74
20141 | SACRAMENTO 15 1 | 20123 | SACRAMENTO 6 2 | 1 | Closed | Line | NO | -112.7 | -39.1 | 119.3 | 262.5 | 45.5 | 0.16 | 0.47
10118 | OAK HARBOR 2 2 | 10244 | MOUNT VERNON 1 1 | 1 | Closed | Line | NO | -96.6 | -57.1 | 112.2 | 246.5 | 45.5 | 0.35 | -3.67
26196 | CASTAIC 3 3 | 26195 | CASTAIC 3 2 | 1 | Closed | Transformer | YES | -230 | 1.2 | 230 | 506.3 | 45.5 | 0.2 | 14.34
25454 | LOS ANGELES 43 1 | 25501 | LOS ANGELES 58 1 | 1 | Closed | Line | NO | -108.4 | -32.6 | 113.2 | 249.3 | 45.5 | 0.12 | 0.5
25185 | SIMI VALLEY 4 2 | 25184 | SIMI VALLEY 4 1 | 1 | Closed | Transformer | YES | -225.6 | -27.7 | 227.3 | 503.8 | 45.5 | 0.21 | 12.55
60851 | ARVADA 10 2 | 60195 | ARVADA 1 1 | 1 | Closed | Line | NO | 84.6 | 13.6 | 85.7 | 188.4 | 45.5 | 0.17 | 0.4
40518 | TUCSON 16 2 | 40517 | TUCSON 16 1 | 1 | Closed | Transformer | YES | -450.7 | -29.1 | 451.6 | 998.7 | 45.5 | 0.43 | 25.22
30323 | HENDERSON 15 2 | 30322 | HENDERSON 15 1 | 1 | Closed | Transformer | YES | -202.6 | -78.9 | 217.4 | 487.5 | 45.5 | 0.2 | 10.57
60185 | GOLDEN 2 2 | 60262 | DENVER 9 2 | 1 | Closed | Line | NO | 75.8 | 32.2 | 82.3 | 181.1 | 45.5 | 0.42 | 0.31
13310 | PORTLAND 35 3 | 13330 | HAPPY VALLEY 2 2 | 1 | Closed | Line | NO | 100.1 | 57 | 115.2 | 253.4 | 45.5 | 0.25 | 1.07
26113 | MOJAVE 13 2 | 26235 | MOJAVE 16 3 | 1 | Closed | Line | NO | -116.6 | 6.1 | 116.7 | 257.3 | 45.4 | 0.16 | -0.46
30113 | LAS VEGAS 11 2 | 30112 | LAS VEGAS 11 1 | 1 | Closed | Transformer | YES | -190.1 | -87.2 | 209.1 | 471.7 | 45.4 | 0.24 | 11.53
28582 | YUCAIPA 1 2 | 28581 | YUCAIPA 1 1 | 1 | Closed | Transformer | YES | -220.8 | -27.3 | 222.4 | 492.9 | 45.4 | 0.14 | 9.78
10900 | COULEE CITY 1 2 | 10901 | COULEE CITY 1 3 | 1 | Closed | Transformer | YES | -36.1 | 4.4 | 36.4 | 80.1 | 45.4 | 0.07 | 2.11
25247 | VAN NUYS 2 1 | 26105 | NEWHALL 3 2 | 1 | Closed | Line | NO | -115.2 | 5.8 | 115.3 | 254.7 | 45.4 | 0.31 | -1.44
10018 | ELMA 1 1 | 10988 | ELMA 2 3 | 1 | Closed | Line | NO | -118.8 | 0 | 118.8 | 263.6 | 45.4 | 0.83 | 2.91
20241 | LOOMIS 1 | 20454 | FORESTHILL 3 1 | 1 | Closed | Line | NO | -115.7 | -4.7 | 115.8 | 257.4 | 45.4 | 1.02 | 0.45
25558 | LONG BEACH 6 2 | 25604 | LONG BEACH 15 2 | 1 | Closed | Line | NO | 110.6 | 46.9 | 120.2 | 264.8 | 45.4 | 0.07 | 0.2
80007 | EL PASO 3 2 | 80006 | EL PASO 3 1 | 3 | Closed | Transformer | YES | -116.4 | 22.3 | 118.5 | 261.1 | 45.4 | 0.18 | 7.04
21141 | SAN FRANCISCO 25 1 | 21108 | DALY CITY 4 2 | 1 | Closed | Line | NO | -53.8 | -95.8 | 109.8 | 243.1 | 45.4 | 0.11 | 0.41
50395 | CASTLE DALE 2 1 | 50399 | CASTLE DALE 2 5 | 1 | Closed | Transformer | YES | -523.2 | 86.3 | 530.3 | 1169.2 | 45.4 | 0.38 | 26.71
25826 | OXNARD 9 3 | 25828 | OXNARD 9 5 | 1 | Closed | TransformerWinding | YES | -225.7 | -16.9 | 226.4 | 499.2 | 45.3 | -0.3 | -17.38
60740 | GEORGETOWN 3 | 60139 | IDAHO SPRINGS 2 | 1 | Closed | Line | NO | 83.1 | -4.5 | 83.2 | 183.5 | 45.3 | 0.18 | 0.44
25279 | VAN NUYS 5 3 | 25362 | LOS ANGELES 16 1 | 1 | Closed | Line | NO | 116.2 | -13.3 | 117 | 258.2 | 45.3 | 0.12 | 0.61
25319 | BEVERLY HILLS 3 | 25500 | LOS ANGELES 57 1 | 1 | Closed | Line | NO | 111.8 | 29.5 | 115.6 | 256.4 | 45.3 | 0.06 | -2.24
60636 | FOUNTAIN 3 3 | 60638 | FOUNTAIN 3 5 | 1 | Closed | TransformerWinding | YES | -81.7 | -6.1 | 82 | 181 | 45.3 | 0 | -0.13
25060 | SANTA BARBARA 6 2 | 25062 | SANTA BARBARA 6 4 | 1 | Closed | TransformerWinding | YES | -233.5 | -0.9 | 233.6 | 515.8 | 45.3 | 0.01 | 0.64
21314 | LOS ALTOS 2 1 | 21410 | SANTA CLARA 2 2 | 1 | Closed | Line | NO | -109.7 | -13.6 | 110.5 | 244.2 | 45.3 | 0.08 | -0.4
40469 | MARANA 1 1 | 40694 | CHANDLER 13 2 | 1 | Closed | Line | NO | -80.7 | -0.3 | 80.7 | 179.6 | 45.3 | 0.57 | 1.2
10303 | MOUNTLAKE TERRACE 2 | 10403 | BOTHELL 2 2 | 1 | Closed | Line | NO | -100.4 | 58.9 | 116.4 | 257.8 | 45.3 | 0.17 | -0.28
10838 | TACOMA 21 1 | 10841 | TACOMA 21 4 | 1 | Closed | TransformerWinding | YES | 256.6 | 40.4 | 259.8 | 574 | 45.3 | 0.14 | 11.83
20272 | POLLOCK PINES 1 1 | 20310 | CAMINO 3 | 1 | Closed | Line | NO | 107 | -1.3 | 107 | 236.5 | 45.2 | 0.77 | -9.83
40411 | SACATON 1 | 40434 | QUEEN CREEK 1 1 | 1 | Closed | Line | NO | 79.7 | 10.6 | 80.4 | 177.8 | 45.2 | 0.25 | 0.69
74309 | IONA 2 2 | 74308 | IONA 2 1 | 1 | Closed | Transformer | YES | -147.7 | -91.8 | 173.9 | 392.9 | 45.2 | 0.17 | 6.66
20002 | EUREKA 2 1 | 20532 | EUREKA 3 3 | 1 | Closed | Line | NO | -116.8 | -29 | 120.4 | 270.2 | 45.2 | 0.92 | 3.51
70076 | CHEYENNE 2 2 | 70075 | CHEYENNE 2 1 | 1 | Closed | Transformer | YES | -46.1 | -2.3 | 46.1 | 102.8 | 45.2 | 0.1 | 2.76
60371 | DENVER 34 2 | 60370 | DENVER 34 1 | 3 | Closed | Transformer | YES | -101 | -43.1 | 109.8 | 250.9 | 45.2 | 0.25 | 8.02
60371 | DENVER 34 2 | 60370 | DENVER 34 1 | 2 | Closed | Transformer | YES | -101 | -43.1 | 109.8 | 250.9 | 45.2 | 0.25 | 8.02
60371 | DENVER 34 2 | 60370 | DENVER 34 1 | 1 | Closed | Transformer | YES | -101 | -43.1 | 109.8 | 250.9 | 45.2 | 0.25 | 8.02
53080 | ALBUQUERQUE 8 2 | 53307 | ALBUQUERQUE 31 3 | 2 | Closed | Line | NO | -97.2 | -27.4 | 101 | 223.8 | 45.2 | 0.08 | 0.29
53080 | ALBUQUERQUE 8 2 | 53307 | ALBUQUERQUE 31 3 | 1 | Closed | Line | NO | -97.2 | -27.4 | 101 | 223.8 | 45.2 | 0.08 | 0.29
13262 | PORTLAND 14 1 | 13274 | WEST LINN 1 1 | 1 | Closed | Line | NO | -118.3 | -10.9 | 118.8 | 263.4 | 45.1 | 0.15 | 0.2
13249 | PORTLAND 9 3 | 13253 | PORTLAND 11 1 | 1 | Closed | Line | NO | 117.6 | 16.2 | 118.7 | 262.9 | 45.1 | 0.36 | 0.65
25249 | NEWHALL 1 1 | 25250 | NEWHALL 2 1 | 1 | Closed | Line | NO | -112.1 | 21.4 | 114.2 | 253.7 | 45.1 | 0.41 | 0.43
60579 | ELBERT 1 | 60573 | ELIZABETH 1 | 1 | Closed | Line | NO | -83.5 | 4.2 | 83.6 | 186.3 | 45.1 | 0.52 | 1.3
30197 | LAS VEGAS 54 2 | 30127 | LAS VEGAS 17 1 | 1 | Closed | Line | NO | 144 | -30.6 | 147.2 | 326.2 | 45.1 | 0.14 | 0.44
60726 | DENVER 55 3 | 60324 | DENVER 17 1 | 1 | Closed | Line | NO | 84.6 | 3.7 | 84.7 | 187.8 | 45.1 | 0.11 | 0.29
13529 | MORO 1 | 13530 | MORO 2 | 1 | Closed | Transformer | YES | -60.8 | 17.9 | 63.3 | 140.4 | 45.1 | 0.06 | 2.34
50236 | PAYSON 2 1 | 50401 | MONA 2 2 | 1 | Closed | Line | NO | -138.4 | -9.2 | 138.7 | 310.5 | 45.1 | 0.97 | 4.87
21722 | CROCKETT 1 | 21726 | CROCKETT 5 | 1 | Closed | Transformer | YES | -246.1 | -66.2 | 254.9 | 573.6 | 45.1 | 0.27 | 12.37
25312 | SANTA CLARITA 3 2 | 25712 | PALMDALE 6 1 | 1 | Closed | Line | NO | 117.3 | -5.5 | 117.4 | 260.4 | 45.1 | 1.5 | -1.07
25368 | INGLEWOOD 4 3 | 25339 | LOS ANGELES 13 1 | 1 | Closed | Line | NO | 107.9 | 24 | 110.5 | 245.1 | 45.1 | 0.15 | 0.41
40821 | CHANDLER 14 3 | 40459 | COOLIDGE 1 | 3 | Closed | Line | NO | 94.4 | 13.1 | 95.3 | 211.5 | 45.1 | 0.16 | 0.65
40821 | CHANDLER 14 3 | 40459 | COOLIDGE 1 | 1 | Closed | Line | NO | 94.4 | 13.1 | 95.3 | 211.5 | 45.1 | 0.16 | 0.65
40821 | CHANDLER 14 3 | 40459 | COOLIDGE 1 | 2 | Closed | Line | NO | 94.4 | 13.1 | 95.3 | 211.5 | 45.1 | 0.16 | 0.65
40478 | PAYSON 1 1 | 40596 | OVERGAARD 3 | 1 | Closed | Line | NO | -77.1 | 12.5 | 78.1 | 177.7 | 45.1 | 3 | 10.89
25503 | CARSON 4 1 | 25634 | BELLFLOWER 1 1 | 1 | Closed | Line | NO | 27.4 | -86.5 | 90.8 | 201.5 | 45 | 0.1 | -0.93
28357 | VICTORVILLE 6 1 | 28459 | APPLE VALLEY 1 2 | 1 | Closed | Line | NO | -118.3 | -11.9 | 118.9 | 265.2 | 45 | 0.42 | 1.75
21472 | DUBLIN 2 1 | 21475 | DANVILLE 3 2 | 1 | Closed | Line | NO | -114.1 | 34.3 | 119.1 | 265.2 | 45 | 0.37 | 0.34
10729 | SULTAN 2 2 | 10728 | SULTAN 2 1 | 1 | Closed | Transformer | YES | -195.8 | -68.7 | 207.5 | 472.2 | 45 | 0.26 | 13.32
20473 | MIDDLETOWN 5 1 | 20464 | MIDDLETOWN 4 2 | 1 | Closed | Line | NO | 115.9 | 34.3 | 120.9 | 268.6 | 45 | 0.1 | 0.39
50140 | WELLSVILLE 1 | 50205 | LOGAN 2 3 | 1 | Closed | Line | NO | -117.7 | 23.6 | 120.1 | 270.3 | 45 | 0.59 | -4.58
80024 | EL PASO 15 1 | 80058 | EL PASO 31 1 | 1 | Closed | Line | NO | 56.4 | -21.9 | 60.5 | 134.5 | 45 | 0.04 | -2.14
25528 | LONG BEACH 2 1 | 25989 | WILMINGTON 3 3 | 1 | Closed | Line | NO | -178.2 | -22 | 179.6 | 400 | 45 | 0.19 | 0.83
53240 | SUNLAND PARK 2 3 | 53120 | SANTA TERESA 1 | 1 | Closed | Line | NO | 71.2 | 34.6 | 79.1 | 176 | 45 | 0.17 | 0.36
25288 | PANORAMA CITY 2 2 | 25287 | PANORAMA CITY 2 1 | 1 | Closed | Transformer | YES | -221.7 | -3.6 | 221.8 | 495.5 | 45 | 0.23 | 15.07
13341 | PORTLAND 45 2 | 13340 | PORTLAND 45 1 | 1 | Closed | Transformer | YES | -161.5 | -112.8 | 197 | 456.3 | 44.9 | 0.22 | 13.11
10971 | FORD 1 2 | 10972 | FORD 1 3 | 1 | Closed | Transformer | YES | -30.6 | 3.3 | 30.8 | 68.5 | 44.9 | 0.06 | 1.6
25550 | LA CANADA FLINTRIDGE 1 | 25442 | LOS ANGELES 35 1 | 1 | Closed | Line | NO | 113.6 | 11.7 | 114.2 | 254.3 | 44.9 | 0.26 | 0.54
10522 | LYLE 3 | 13517 | WASCO 2 2 | 1 | Closed | Line | NO | -114.7 | 14.1 | 115.6 | 261.5 | 44.9 | 1.69 | -1.05
30040 | SPARKS 2 1 | 30389 | SPARKS 9 3 | 1 | Closed | Line | NO | -134.7 | -20.7 | 136.3 | 304.3 | 44.9 | 0.55 | -2.01
80035 | EL PASO 21 1 | 80046 | EL PASO 27 2 | 1 | Closed | Line | NO | -77.8 | -35.7 | 85.6 | 192.7 | 44.9 | 0.56 | 0.85
60886 | WELLINGTON 4 3 | 60885 | WELLINGTON 4 2 | 3 | Closed | Transformer | YES | -179.7 | -171.5 | 248.4 | 587.8 | 44.8 | 0.36 | 21.06
60886 | WELLINGTON 4 3 | 60885 | WELLINGTON 4 2 | 2 | Closed | Transformer | YES | -179.7 | -171.5 | 248.4 | 587.8 | 44.8 | 0.36 | 21.06
53080 | ALBUQUERQUE 8 2 | 53106 | CORRALES 2 | 1 | Closed | Line | NO | 86.7 | 10.6 | 87.4 | 194.9 | 44.8 | 0.42 | 1.01
21262 | OAKLAND 16 2 | 21270 | SAN LEANDRO 3 1 | 1 | Closed | Line | NO | 124.2 | 9.3 | 124.5 | 277.7 | 44.8 | 0.13 | 0.16
21729 | HAYWARD 8 3 | 21255 | REDWOOD CITY 6 1 | 1 | Closed | Line | NO | 110.9 | 29.1 | 114.7 | 255.9 | 44.8 | 0.19 | 0.48
40136 | PHOENIX 2 2 | 40117 | AVONDALE 1 1 | 1 | Closed | Line | NO | -79.8 | 11.2 | 80.6 | 180.2 | 44.8 | 0.27 | 0.87
25509 | LOS ANGELES 61 1 | 25536 | HUNTINGTON PARK 3 1 | 1 | Closed | Line | NO | 108.2 | -3.7 | 108.3 | 241.7 | 44.8 | 0.37 | -2.12
40324 | SCOTTSDALE 6 2 | 40864 | CHANDLER 15 3 | 1 | Closed | Line | NO | -93.9 | -3.1 | 94 | 210.5 | 44.8 | 0.27 | 0.78
40324 | SCOTTSDALE 6 2 | 40864 | CHANDLER 15 3 | 3 | Closed | Line | NO | -93.9 | -3.1 | 94 | 210.5 | 44.8 | 0.27 | 0.78
40324 | SCOTTSDALE 6 2 | 40864 | CHANDLER 15 3 | 2 | Closed | Line | NO | -93.9 | -3.1 | 94 | 210.5 | 44.8 | 0.27 | 0.78
26172 | LONG BEACH 28 2 | 26171 | LONG BEACH 28 1 | 4 | Closed | Transformer | YES | -289.2 | -6.4 | 289.3 | 647.9 | 44.8 | 0.17 | 14.38
26172 | LONG BEACH 28 2 | 26171 | LONG BEACH 28 1 | 2 | Closed | Transformer | YES | -289.2 | -6.4 | 289.3 | 647.9 | 44.8 | 0.17 | 14.38
26172 | LONG BEACH 28 2 | 26171 | LONG BEACH 28 1 | 1 | Closed | Transformer | YES | -289.2 | -6.4 | 289.3 | 647.9 | 44.8 | 0.17 | 14.38
26172 | LONG BEACH 28 2 | 26171 | LONG BEACH 28 1 | 3 | Closed | Transformer | YES | -289.2 | -6.4 | 289.3 | 647.9 | 44.8 | 0.17 | 14.38
25853 | CARSON 6 1 | 25566 | LONG BEACH 8 1 | 1 | Closed | Line | NO | 102.2 | -29.3 | 106.4 | 237.6 | 44.8 | 0.04 | 0.01
50395 | CASTLE DALE 2 1 | 50398 | CASTLE DALE 2 4 | 1 | Closed | Transformer | YES | -523.1 | 91.9 | 531.1 | 1186.9 | 44.8 | 0.46 | 32.3
60748 | BRUSH 3 1 | 60751 | BRUSH 3 4 | 1 | Closed | Transformer | YES | -549.6 | -58.4 | 552.7 | 1247.8 | 44.7 | 0.48 | 37.56
10420 | KIRKLAND 3 1 | 10460 | REDMOND 2 2 | 1 | Closed | Line | NO | -176.4 | -54.1 | 184.5 | 413.9 | 44.7 | 0.3 | 1.34
28149 | ALISO VIEJO 1 1 | 28167 | LAGUNA HILLS 2 1 | 1 | Closed | Line | NO | -38.6 | -76.4 | 85.6 | 191.4 | 44.7 | 0.12 | -1.24
25388 | TORRANCE 4 1 | 25528 | LONG BEACH 2 1 | 1 | Closed | Line | NO | -108.9 | -20.7 | 110.8 | 248.4 | 44.7 | 0.11 | 0.5
60490 | COLORADO SPRINGS 12 2 | 60526 | COLORADO SPRINGS 25 2 | 1 | Closed | Line | NO | 58.6 | 62.6 | 85.8 | 191.9 | 44.7 | 0.28 | 0.46
25576 | LONG BEACH 10 2 | 25584 | BELL GARDENS 1 3 | 1 | Closed | Line | NO | -4 | 60.9 | 61 | 137.2 | 44.7 | 0.05 | -0.25
40341 | SCOTTSDALE 10 1 | 40336 | SCOTTSDALE 8 2 | 1 | Closed | Line | NO | -80.4 | -5.2 | 80.6 | 181 | 44.7 | 0.24 | 0.79
28626 | HEMET 6 2 | 28625 | HEMET 6 1 | 1 | Closed | Transformer | YES | -213.4 | -41.3 | 217.3 | 490.7 | 44.7 | 0.14 | 8.31
60657 | PUEBLO 12 1 | 60663 | PUEBLO 12 7 | 1 | Closed | Transformer | YES | -542.7 | -84.6 | 549.2 | 1237.1 | 44.6 | 0.23 | 16.83
53214 | WATERFLOW 3 | 53213 | WATERFLOW 2 | 1 | Closed | Transformer | YES | -80 | 3.5 | 80.1 | 179.5 | 44.6 | 0.06 | 2.68
20446 | MIDDLETOWN 2 1 | 20448 | MIDDLETOWN 2 3 | 1 | Closed | Transformer | YES | -41.9 | 2.5 | 42 | 94 | 44.6 | 0.09 | 2.54
25346 | LOS ANGELES 14 1 | 25501 | LOS ANGELES 58 1 | 1 | Closed | Line | NO | -106.4 | -12.3 | 107.1 | 240.2 | 44.6 | 0.24 | -1.14
28386 | MORENO VALLEY 4 1 | 28783 | REDLANDS 5 3 | 1 | Closed | Line | NO | -114.3 | -26.3 | 117.3 | 264.2 | 44.6 | 0.57 | 0.16
40751 | MOHAVE VALLEY 2 1 | 40755 | MOHAVE VALLEY 2 5 | 1 | Closed | TransformerWinding | YES | -675.6 | 209.7 | 707.4 | 1585.4 | 44.6 | 0.66 | 56.21
21729 | HAYWARD 8 3 | 21215 | ALAMEDA 3 1 | 1 | Closed | Line | NO | 100.5 | 47.6 | 111.2 | 249.4 | 44.6 | 0.25 | 0.73
25474 | LOS ANGELES 49 2 | 25477 | LOS ANGELES 50 2 | 2 | Closed | Line | NO | 100.1 | 77.7 | 126.7 | 284.2 | 44.6 | 0.07 | 0.33
25474 | LOS ANGELES 49 2 | 25477 | LOS ANGELES 50 2 | 3 | Closed | Line | NO | 100.1 | 77.7 | 126.7 | 284.2 | 44.6 | 0.07 | 0.33
25474 | LOS ANGELES 49 2 | 25477 | LOS ANGELES 50 2 | 1 | Closed | Line | NO | 100.1 | 77.7 | 126.7 | 284.2 | 44.6 | 0.07 | 0.33
28025 | ANAHEIM 3 1 | 28068 | SANTA ANA 1 1 | 1 | Closed | Line | NO | 95.3 | -63.7 | 114.6 | 257.1 | 44.6 | 0.17 | -3.59
53080 | ALBUQUERQUE 8 2 | 53123 | ALBUQUERQUE 24 1 | 1 | Closed | Line | NO | 79.3 | 31.7 | 85.4 | 191.7 | 44.6 | 0.33 | 0.94
25458 | LOS ANGELES 45 1 | 25461 | LOS ANGELES 45 4 | 1 | Closed | TransformerWinding | YES | 238.6 | 7.7 | 238.7 | 535.8 | 44.6 | 0.22 | 14.64
13265 | PORTLAND 15 3 | 13264 | PORTLAND 15 2 | 1 | Closed | Transformer | YES | -207.8 | 67.2 | 218.4 | 490.3 | 44.5 | 0.2 | 11
40563 | TUCSON 42 2 | 40560 | TUCSON 40 2 | 1 | Closed | Line | NO | 65.2 | 41.4 | 77.2 | 173.4 | 44.5 | 0.31 | 1.13
40383 | MESA 8 2 | 40390 | MESA 10 1 | 1 | Closed | Line | NO | 76.4 | 24.4 | 80.2 | 180.1 | 44.5 | 0.37 | 0.9
10197 | TACOMA 6 2 | 10139 | TACOMA 1 1 | 1 | Closed | Line | NO | 117.1 | 44 | 125.1 | 281 | 44.5 | 0.16 | 0.44
10197 | TACOMA 6 2 | 10139 | TACOMA 1 1 | 2 | Closed | Line | NO | 117.1 | 44 | 125.1 | 281 | 44.5 | 0.16 | 0.44
21471 | DUBLIN 1 1 | 21743 | LIVERMORE 6 2 | 1 | Closed | Line | NO | -114.4 | 3.7 | 114.5 | 259.7 | 44.5 | 1.16 | 2.21
60386 | DENVER 37 2 | 60419 | HENDERSON 16 1 | 1 | Closed | Line | NO | 74.2 | 32.7 | 81.1 | 182.3 | 44.5 | 0.11 | -0.19
60657 | PUEBLO 12 1 | 60662 | PUEBLO 12 6 | 1 | Closed | Transformer | YES | -542.3 | -67.4 | 546.5 | 1242 | 44.5 | 0.58 | 34.02
28908 | CORONADO 2 2 | 28410 | CORONADO 1 1 | 1 | Closed | Line | NO | 111.2 | 26.1 | 114.3 | 257 | 44.5 | 0.18 | -0.37
28783 | REDLANDS 5 3 | 28295 | SAN BERNARDINO 2 1 | 1 | Closed | Line | NO | 115.1 | 21 | 117 | 263.2 | 44.4 | 0.37 | 0.88
10735 | TACOMA 19 2 | 10734 | TACOMA 19 1 | 3 | Closed | Transformer | YES | -784.9 | 85.9 | 789.6 | 1777.3 | 44.4 | 0.42 | 37.06
10735 | TACOMA 19 2 | 10734 | TACOMA 19 1 | 2 | Closed | Transformer | YES | -784.9 | 85.9 | 789.6 | 1777.3 | 44.4 | 0.42 | 37.06
20245 | FOLSOM 1 3 | 20246 | FOLSOM 1 4 | 1 | Closed | TransformerWinding | YES | -65 | -21.1 | 68.3 | 159.5 | 44.4 | 0.14 | 6.8
50395 | CASTLE DALE 2 1 | 50397 | CASTLE DALE 2 3 | 1 | Closed | Transformer | YES | -523.4 | 73.2 | 528.5 | 1190 | 44.4 | 0.18 | 13.6
13689 | CLATSKANIE 5 1 | 13694 | CLATSKANIE 5 6 | 1 | Closed | Transformer | YES | -240.2 | -60.6 | 247.8 | 565.9 | 44.4 | 0.28 | 12.24
20397 | FOLSOM 3 2 | 20236 | ORANGEVALE 1 | 1 | Closed | Line | NO | 88.2 | -60.7 | 107 | 241.1 | 44.4 | 0.34 | 0.53
28960 | DAGGETT 2 | 28962 | DAGGETT 4 | 1 | Closed | Transformer | YES | -14.8 | 0.9 | 14.8 | 33.4 | 44.4 | 0.03 | 0.86
28482 | SAN DIEGO 22 1 | 29017 | SAN DIEGO 53 3 | 1 | Closed | Line | NO | -108.9 | -40.6 | 116.2 | 261.8 | 44.4 | 0.26 | -1.91
70138 | CHEYENNE 7 4 | 70137 | CHEYENNE 7 3 | 2 | Closed | Transformer | YES | -37.1 | -0.9 | 37.2 | 83.9 | 44.4 | 0.04 | 1.47
13273 | LAKE OSWEGO 2 1 | 13333 | PORTLAND 40 3 | 1 | Closed | Line | NO | -128 | -9.8 | 128.4 | 290.5 | 44.4 | 0.51 | 1.22
21115 | SAN FRANCISCO 17 1 | 21054 | MILL VALLEY 2 3 | 1 | Closed | Line | NO | 110.7 | -10 | 111.1 | 250.3 | 44.4 | 0.46 | 1.71
10781 | LONGVIEW 3 1 | 10783 | LONGVIEW 3 3 | 1 | Closed | Transformer | YES | -13.2 | 0.9 | 13.2 | 29.9 | 44.3 | 0.03 | 0.9
28362 | COLTON 2 2 | 28349 | SAN BERNARDINO 5 1 | 1 | Closed | Line | NO | -111.8 | -31.7 | 116.2 | 263.1 | 44.3 | 0.25 | 0.53
28256 | FONTANA 2 1 | 28240 | CORONA 5 2 | 1 | Closed | Line | NO | 111.5 | 30.8 | 115.7 | 261.1 | 44.3 | 0.21 | 0.82
40777 | BUCKEYE 4 1 | 40778 | BUCKEYE 4 2 | 1 | Closed | Transformer | YES | -39.7 | 4 | 39.9 | 90 | 44.3 | 0.16 | 3.97
40529 | TUCSON 25 1 | 40966 | TUCSON 54 1 | 1 | Closed | Line | NO | -67.7 | -51.2 | 84.9 | 191.7 | 44.3 | 0.2 | -1.29
25833 | ROSAMOND 2 2 | 25994 | MOJAVE 8 1 | 1 | Closed | Line | NO | -108.7 | 17.7 | 110.1 | 250.2 | 44.3 | 0.48 | -1.01
10871 | SPOKANE 21 2 | 10870 | SPOKANE 21 1 | 1 | Closed | Transformer | YES | -213.1 | -42.2 | 217.2 | 500.6 | 44.3 | 0.35 | 17.16
13582 | LOWELL 4 3 | 13581 | LOWELL 4 2 | 1 | Closed | Transformer | YES | -209.8 | -16.7 | 210.5 | 480 | 44.3 | 0.31 | 14.69
13344 | BEAVERCREEK 2 | 13361 | ESTACADA 1 1 | 1 | Closed | Line | NO | -108.9 | 7.1 | 109.2 | 247.6 | 44.3 | 0.42 | 0.04
13689 | CLATSKANIE 5 1 | 13693 | CLATSKANIE 5 5 | 1 | Closed | Transformer | YES | -240.3 | -60.8 | 247.9 | 567.8 | 44.3 | 0.2 | 12
28404 | SAN DIEGO 4 2 | 28406 | SAN DIEGO 4 4 | 1 | Closed | TransformerWinding | YES | -214.1 | -1.9 | 214.1 | 485.1 | 44.2 | 0.16 | 10.17
60185 | GOLDEN 2 2 | 60202 | DENVER 1 1 | 1 | Closed | Line | NO | 76.3 | 28.6 | 81.4 | 184.1 | 44.2 | 0.05 | 0.05
28597 | BEAUMONT 2 1 | 29066 | NORTH PALM SPRINGS 8 1 | 1 | Closed | Line | NO | -114.2 | -8.1 | 114.4 | 260.7 | 44.2 | 0.81 | 0.26
40081 | SURPRISE 1 1 | 40094 | LITCHFIELD PARK 2 1 | 1 | Closed | Line | NO | -75.8 | 12.9 | 76.9 | 174.3 | 44.2 | 0.16 | 0.16
30124 | LAS VEGAS 15 2 | 30123 | LAS VEGAS 15 1 | 1 | Closed | Transformer | YES | -223 | -36.3 | 225.9 | 517.2 | 44.2 | 0.21 | 12.72
11011 | GRAND COULEE 1 | 11019 | GRAND COULEE 9 | 1 | Closed | Transformer | YES | -754.1 | -281.2 | 804.8 | 1858.1 | 44.2 | 0.54 | 41.3
60440 | CASTLE ROCK 3 2 | 60439 | CASTLE ROCK 3 1 | 2 | Closed | Transformer | YES | -100.3 | -25.4 | 103.4 | 237.1 | 44.2 | 0.1 | 4.47
60440 | CASTLE ROCK 3 2 | 60439 | CASTLE ROCK 3 1 | 1 | Closed | Transformer | YES | -100.3 | -25.4 | 103.4 | 237.1 | 44.2 | 0.1 | 4.47
60440 | CASTLE ROCK 3 2 | 60439 | CASTLE ROCK 3 1 | 3 | Closed | Transformer | YES | -100.3 | -25.4 | 103.4 | 237.1 | 44.2 | 0.1 | 4.47
25558 | LONG BEACH 6 2 | 25557 | LONG BEACH 6 1 | 1 | Closed | Transformer | YES | -189.6 | -61.1 | 199.2 | 461.9 | 44.2 | 0.22 | 13.47
25222 | PACIFIC PALISADES 1 | 25195 | CANOGA PARK 1 2 | 1 | Closed | Line | NO | -93.7 | -53.4 | 107.8 | 244.5 | 44.2 | 0.06 | 0.14
21180 | SAN MATEO 4 1 | 21233 | REDWOOD CITY 5 2 | 1 | Closed | Line | NO | -115.7 | 28.5 | 119.2 | 270 | 44.1 | 0.11 | 0.58
60832 | KEENESBURG 2 3 | 60831 | KEENESBURG 2 2 | 2 | Closed | Transformer | YES | -117.3 | -2.5 | 117.3 | 267.3 | 44.1 | 0.21 | 8.59
60832 | KEENESBURG 2 3 | 60831 | KEENESBURG 2 2 | 3 | Closed | Transformer | YES | -117.3 | -2.5 | 117.3 | 267.3 | 44.1 | 0.21 | 8.59
60832 | KEENESBURG 2 3 | 60831 | KEENESBURG 2 2 | 1 | Closed | Transformer | YES | -117.3 | -2.5 | 117.3 | 267.3 | 44.1 | 0.21 | 8.59
30172 | NORTH LAS VEGAS 4 2 | 30168 | NORTH LAS VEGAS 1 1 | 1 | Closed | Line | NO | 133.5 | 30.1 | 136.8 | 310.1 | 44.1 | 0.09 | -0.01
40491 | TUCSON 5 1 | 40510 | TUCSON 14 2 | 1 | Closed | Line | NO | -78.2 | -6.8 | 78.5 | 178.6 | 44.1 | 0.16 | 0.48
70138 | CHEYENNE 7 4 | 60570 | AULT 2 | 1 | Closed | Line | NO | 83 | 9.7 | 83.6 | 189.6 | 44.1 | 1.39 | 3.06
10705 | GOLDENDALE 2 4 | 13380 | HOOD RIVER 1 | 1 | Closed | Line | NO | 117.5 | 1.8 | 117.5 | 266.7 | 44.1 | 1.59 | 0.62
21429 | FREMONT 6 1 | 21406 | SANTA CLARA 1 2 | 1 | Closed | Line | NO | 76.1 | 81.8 | 111.7 | 253.6 | 44.1 | 0.14 | -0.01
23173 | FRESNO 7 1 | 23292 | AUBERRY 1 2 | 1 | Closed | Line | NO | -120.6 | -28.8 | 124 | 286 | 44 | 1.27 | 3.27
10286 | PUYALLUP 1 1 | 10736 | TACOMA 19 3 | 3 | Closed | Line | NO | -122.5 | -40.5 | 129 | 293 | 44 | 0.24 | -0.7
10286 | PUYALLUP 1 1 | 10736 | TACOMA 19 3 | 1 | Closed | Line | NO | -122.5 | -40.5 | 129 | 293 | 44 | 0.24 | -0.7
10286 | PUYALLUP 1 1 | 10736 | TACOMA 19 3 | 2 | Closed | Line | NO | -122.5 | -40.5 | 129 | 293 | 44 | 0.24 | -0.7
70175 | GILLETTE 7 1 | 70176 | GILLETTE 7 2 | 1 | Closed | Transformer | YES | -38.5 | -51.9 | 64.6 | 151.1 | 44 | 0.06 | 2.29
60659 | PUEBLO 12 3 | 60658 | PUEBLO 12 2 | 1 | Closed | Transformer | YES | -112.7 | -22.1 | 114.8 | 264.1 | 44 | 0.12 | 6.04
60659 | PUEBLO 12 3 | 60658 | PUEBLO 12 2 | 2 | Closed | Transformer | YES | -112.7 | -22.1 | 114.8 | 264.1 | 44 | 0.12 | 6.04
60659 | PUEBLO 12 3 | 60658 | PUEBLO 12 2 | 3 | Closed | Transformer | YES | -112.7 | -22.1 | 114.8 | 264.1 | 44 | 0.12 | 6.04
80007 | EL PASO 3 2 | 80025 | FORT BLISS 1 | 1 | Closed | Line | NO | 65.8 | 46.6 | 80.6 | 183.2 | 44 | 0.21 | 0.43
40201 | PHOENIX 24 1 | 40204 | PHOENIX 24 4 | 1 | Closed | TransformerWinding | YES | 60.9 | 49.2 | 78.3 | 177.9 | 44 | 0.01 | 0.14
28328 | PERRIS 2 1 | 28381 | SUN CITY 1 1 | 1 | Closed | Line | NO | -86.3 | -63.4 | 107.1 | 243.4 | 44 | 0.49 | -1.18
21333 | WALNUT CREEK 1 1 | 21383 | CONCORD 5 2 | 1 | Closed | Line | NO | -117.4 | 1.6 | 117.4 | 267.4 | 44 | 0.18 | 0.73
28012 | WESTMINSTER 2 2 | 28011 | WESTMINSTER 2 1 | 1 | Closed | Transformer | YES | -214.1 | 13.1 | 214.5 | 487.9 | 44 | 0.2 | 13.16
25490 | LOS ANGELES 54 2 | 25390 | BURBANK 3 2 | 1 | Closed | Line | NO | 109 | 67.1 | 128 | 291.3 | 43.9 | 0.15 | 0.03
25490 | LOS ANGELES 54 2 | 25390 | BURBANK 3 2 | 2 | Closed | Line | NO | 109 | 67.1 | 128 | 291.3 | 43.9 | 0.15 | 0.03
25490 | LOS ANGELES 54 2 | 25390 | BURBANK 3 2 | 3 | Closed | Line | NO | 109 | 67.1 | 128 | 291.3 | 43.9 | 0.15 | 0.03
13106 | SALEM 6 1 | 13092 | INDEPENDENCE 1 | 1 | Closed | Line | NO | 92.4 | 62.7 | 111.6 | 254.1 | 43.9 | 0.36 | -0.29
25714 | EL MONTE 2 2 | 25659 | SAN GABRIEL 2 1 | 1 | Closed | Line | NO | 41.2 | 86.4 | 95.7 | 217.8 | 43.9 | 0.14 | 0.16
60675 | BOULDER 9 2 | 60674 | BOULDER 9 1 | 2 | Closed | Transformer | YES | -539.8 | -108.7 | 550.6 | 1260.2 | 43.9 | 0.17 | 13.4
60675 | BOULDER 9 2 | 60674 | BOULDER 9 1 | 1 | Closed | Transformer | YES | -539.8 | -108.7 | 550.6 | 1260.2 | 43.9 | 0.17 | 13.4
60675 | BOULDER 9 2 | 60674 | BOULDER 9 1 | 3 | Closed | Transformer | YES | -539.8 | -108.7 | 550.6 | 1260.2 | 43.9 | 0.17 | 13.4
60192 | MORRISON 1 | 60212 | LOUISVILLE 3 | 1 | Closed | Line | NO | -77.6 | 17.9 | 79.6 | 185.4 | 43.9 | 0.67 | -4.68
40528 | TUCSON 24 1 | 40529 | TUCSON 25 1 | 1 | Closed | Line | NO | -91.4 | -31.5 | 96.7 | 220.7 | 43.9 | 0.1 | 0.41
13010 | COOS BAY 1 2 | 13009 | COOS BAY 1 1 | 1 | Closed | Transformer | YES | -211.4 | 11.1 | 211.6 | 482 | 43.9 | 0.15 | 8.76
60455 | AURORA 4 1 | 60488 | AURORA 11 1 | 1 | Closed | Line | NO | -71.6 | -34.1 | 79.3 | 181.9 | 43.9 | 0.29 | 0.75
23398 | SAN JOAQUIN 2 1 | 23401 | SAN JOAQUIN 2 4 | 1 | Closed | Transformer | YES | -27.4 | -0.1 | 27.4 | 62.5 | 43.9 | 0.03 | 1.21
21321 | CUPERTINO 1 3 | 21335 | MOUNTAIN VIEW 5 1 | 1 | Closed | Line | NO | -95 | -29.4 | 99.4 | 227.3 | 43.9 | 0.2 | 0.62
40410 | GILBERT 8 1 | 40900 | GILBERT 12 3 | 1 | Closed | Line | NO | -127.1 | 5.8 | 127.2 | 290.3 | 43.9 | 0.16 | 0.65
28005 | BUENA PARK 2 1 | 28022 | ANAHEIM 1 1 | 1 | Closed | Line | NO | -113.4 | 19.7 | 115.1 | 262.5 | 43.9 | 0.2 | 0.7
13264 | PORTLAND 15 2 | 13302 | PORTLAND 33 1 | 1 | Closed | Line | NO | 353.4 | 425.2 | 552.9 | 1260.2 | 43.9 | 0.85 | 3.61
10735 | TACOMA 19 2 | 10838 | TACOMA 21 1 | 1 | Closed | Line | NO | 590.1 | 154.9 | 610.1 | 1391.4 | 43.8 | 1.58 | -2.24
28548 | SAN DIEGO 41 1 | 28551 | SAN DIEGO 41 4 | 1 | Closed | TransformerWinding | YES | 230 | 21.9 | 231 | 527.2 | 43.8 | 0.39 | 22.27
40046 | KINGMAN 3 1 | 41008 | LAKE HAVASU CITY 4 3 | 1 | Closed | Line | NO | -70.2 | -8.7 | 70.8 | 163.5 | 43.8 | 0.94 | -0.61
10228 | SEATTLE 2 1 | 10383 | MERCER ISLAND 1 | 1 | Closed | Line | NO | -95.4 | -57.4 | 111.3 | 255.1 | 43.8 | 0.17 | 0.59
40783 | PAGE 2 1 | 40787 | PAGE 2 5 | 1 | Closed | Transformer | YES | -799 | 44.9 | 800.3 | 1827.2 | 43.8 | 0.84 | 66.66
10761 | CAMAS 3 2 | 10760 | CAMAS 3 1 | 1 | Closed | Transformer | YES | -214.1 | 27.1 | 215.8 | 492.8 | 43.8 | 0.18 | 11.02
25866 | MOJAVE 2 3 | 26003 | MOJAVE 10 1 | 1 | Closed | Line | NO | -114 | 80.7 | 139.6 | 320 | 43.8 | 0.19 | -0.54
11051 | DAYTON 4 1 | 13427 | MILTON FREEWATER 1 1 | 1 | Closed | Line | NO | 104.4 | -48.3 | 115 | 262.9 | 43.8 | 0.92 | -26.66
70136 | CHEYENNE 7 2 | 70140 | CHEYENNE 7 6 | 1 | Closed | TransformerWinding | YES | -212.7 | 27.1 | 214.4 | 496.1 | 43.7 | -0.3 | -17.51
25185 | SIMI VALLEY 4 2 | 25193 | VALENCIA 2 1 | 1 | Closed | Line | NO | 109 | 9.3 | 109.4 | 250.2 | 43.7 | 0.2 | 0.44
13221 | PORTLAND 4 2 | 13241 | PORTLAND 7 1 | 1 | Closed | Line | NO | -114.3 | -12.1 | 114.9 | 263.5 | 43.7 | 0.3 | -0.29
28344 | HESPERIA 3 2 | 28346 | HESPERIA 3 4 | 1 | Closed | TransformerWinding | YES | -213.9 | 7.7 | 214 | 492.4 | 43.7 | -0.37 | -19.14
25548 | COMPTON 4 1 | 25656 | MONTEBELLO 1 3 | 1 | Closed | Line | NO | 105.5 | 57.9 | 120.3 | 275.4 | 43.7 | 0.06 | 0.26
25548 | COMPTON 4 1 | 25656 | MONTEBELLO 1 3 | 2 | Closed | Line | NO | 105.5 | 57.9 | 120.3 | 275.4 | 43.7 | 0.06 | 0.26
26184 | LONG BEACH 28 14 | 28023 | ANAHEIM 2 1 | 1 | Closed | Line | NO | 334.3 | 499.1 | 600.7 | 1375 | 43.7 | 0.53 | 3.05
40166 | GLENDALE 17 1 | 40217 | PHOENIX 32 1 | 1 | Closed | Line | NO | -31.2 | -61.3 | 68.8 | 157.6 | 43.7 | 0.14 | -0.21
80087 | EL PASO 37 2 | 80086 | EL PASO 37 1 | 1 | Closed | Transformer | YES | -431.7 | -17.8 | 432 | 995.9 | 43.7 | 0.45 | 32.56
25566 | LONG BEACH 8 1 | 26081 | CARSON 9 2 | 1 | Closed | Line | NO | -81.3 | -66.9 | 105.3 | 241.1 | 43.7 | 0.02 | -0.27
40405 | GILBERT 4 1 | 40900 | GILBERT 12 3 | 1 | Closed | Line | NO | -75.9 | 9.2 | 76.5 | 175.4 | 43.7 | 0.14 | 0.14
40864 | CHANDLER 15 3 | 40940 | TEMPE 10 2 | 3 | Closed | Line | NO | -91.2 | -2.6 | 91.2 | 209.1 | 43.7 | 0.09 | 0.18
40864 | CHANDLER 15 3 | 40940 | TEMPE 10 2 | 1 | Closed | Line | NO | -91.2 | -2.6 | 91.2 | 209.1 | 43.7 | 0.09 | 0.18
40864 | CHANDLER 15 3 | 40940 | TEMPE 10 2 | 2 | Closed | Line | NO | -91.2 | -2.6 | 91.2 | 209.1 | 43.7 | 0.09 | 0.18
60371 | DENVER 34 2 | 60452 | DENVER 53 1 | 1 | Closed | Line | NO | 61.6 | 45.4 | 76.5 | 175.2 | 43.7 | 0.13 | 0.39
50264 | PLEASANT GROVE 2 2 | 50263 | PLEASANT GROVE 2 1 | 1 | Closed | Transformer | YES | -366.9 | -158.7 | 399.8 | 936.1 | 43.6 | 0.32 | 19.93
21091 | PACIFICA 1 3 | 21086 | SAN FRANCISCO 8 1 | 1 | Closed | Line | NO | 81.5 | 57.7 | 99.9 | 229 | 43.6 | 0.15 | 0.37
13070 | ROSEBURG 3 1 | 13129 | GLIDE 1 | 1 | Closed | Line | NO | -111.1 | 9.4 | 111.5 | 257.2 | 43.6 | 0.85 | 1.35
21649 | PITTSBURG 6 1 | 21653 | PITTSBURG 6 5 | 1 | Closed | Transformer | YES | -225 | -50.6 | 230.6 | 536.3 | 43.6 | 0.18 | 12.59
60185 | GOLDEN 2 2 | 60209 | LITTLETON 2 3 | 1 | Closed | Line | NO | 74.4 | 26.6 | 79 | 181.2 | 43.6 | 0.37 | -0.62
21649 | PITTSBURG 6 1 | 21652 | PITTSBURG 6 4 | 1 | Closed | Transformer | YES | -224.9 | -51.7 | 230.8 | 536.6 | 43.6 | 0.24 | 11.54
60478 | COMMERCE CITY 1 1 | 60715 | AURORA 19 3 | 1 | Closed | Line | NO | -75.7 | -18 | 77.8 | 180.9 | 43.6 | 0.71 | 1.61
10177 | VANCOUVER 14 1 | 13300 | PORTLAND 31 1 | 1 | Closed | Line | NO | 88.9 | 59.8 | 107.1 | 246.3 | 43.6 | 0.2 | -0.63
23398 | SAN JOAQUIN 2 1 | 23400 | SAN JOAQUIN 2 3 | 1 | Closed | Transformer | YES | -27.3 | 0.5 | 27.3 | 63 | 43.6 | 0.08 | 1.81
10928 | CHEHALIS 2 1 | 10932 | CHEHALIS 2 5 | 1 | Closed | Transformer | YES | -231.5 | -43.6 | 235.6 | 548.6 | 43.6 | 0.24 | 14.71
40075 | BUCKEYE 3 2 | 40074 | BUCKEYE 3 1 | 1 | Closed | Transformer | YES | -383.8 | -87.4 | 393.7 | 915.6 | 43.6 | 0.25 | 20.03
20396 | FOLSOM 3 1 | 20399 | FOLSOM 3 4 | 1 | Closed | TransformerWinding | YES | 307.3 | 32.6 | 309 | 709.9 | 43.5 | 0.48 | 24.78
20264 | COLFAX 2 1 | 20252 | AUBURN 8 1 | 1 | Closed | Line | NO | 116.3 | 8.2 | 116.6 | 268 | 43.5 | 0.62 | 1.42
10928 | CHEHALIS 2 1 | 10931 | CHEHALIS 2 4 | 1 | Closed | Transformer | YES | -231.6 | -51.1 | 237.2 | 549.1 | 43.5 | 0.1 | 7.25
21239 | OAKLAND 9 1 | 21270 | SAN LEANDRO 3 1 | 1 | Closed | Line | NO | -95.1 | -30.7 | 100 | 230 | 43.5 | 0.07 | 0.15
21178 | NAPA 2 1 | 21389 | FAIRFIELD 4 2 | 1 | Closed | Line | NO | -110.9 | 8.5 | 111.3 | 257.7 | 43.5 | 0.74 | -1.13
26214 | PLAYA DEL REY 3 | 25920 | EL SEGUNDO 1 2 | 1 | Closed | Line | NO | -106.1 | 18.9 | 107.8 | 247.9 | 43.5 | 0.06 | 0.21
25675 | NORWALK 3 2 | 25677 | NORWALK 3 4 | 1 | Closed | TransformerWinding | YES | -203.9 | -62.9 | 213.4 | 490.7 | 43.5 | -0.57 | -31.41
21233 | REDWOOD CITY 5 2 | 21232 | REDWOOD CITY 5 1 | 1 | Closed | Transformer | YES | -198.6 | -44.8 | 203.6 | 478.7 | 43.5 | 0.25 | 16.46
20534 | ALTA 2 1 | 20411 | ALTA 1 2 | 1 | Closed | Line | NO | -112.5 | -19.3 | 114.2 | 262.7 | 43.5 | 0.02 | 0.03
21649 | PITTSBURG 6 1 | 21651 | PITTSBURG 6 3 | 1 | Closed | Transformer | YES | -225.1 | -56.8 | 232.1 | 538.2 | 43.5 | 0.1 | 6.48
60295 | WESTMINSTER 4 1 | 60386 | DENVER 37 2 | 1 | Closed | Line | NO | -73.1 | -27 | 78 | 180.2 | 43.5 | 0.25 | 0.32
60659 | PUEBLO 12 3 | 60566 | PUEBLO 7 1 | 1 | Closed | Line | NO | 78.9 | 16.4 | 80.6 | 185.7 | 43.4 | 0.34 | 1.28
60554 | GREELEY 4 2 | 60553 | GREELEY 4 1 | 1 | Closed | Transformer | YES | -73.6 | -2.1 | 73.6 | 170.1 | 43.4 | 0.07 | 2.66
25242 | SANTA MONICA 1 1 | 25303 | LOS ANGELES 7 2 | 1 | Closed | Line | NO | -96.8 | -49.1 | 108.5 | 250 | 43.4 | 0.07 | -1.38
40954 | PHOENIX 76 2 | 40953 | PHOENIX 76 1 | 1 | Closed | Transformer | YES | -424.2 | -23.7 | 424.8 | 981.7 | 43.4 | 0.2 | 13.48
40525 | TUCSON 21 1 | 40694 | CHANDLER 13 2 | 1 | Closed | Line | NO | -74.9 | 5.4 | 75.1 | 176.3 | 43.4 | 1.43 | 0.97
60257 | DENVER 5 1 | 60273 | LITTLETON 6 1 | 1 | Closed | Line | NO | -64.5 | -38.7 | 75.2 | 173.9 | 43.4 | 0.17 | 0.23
25137 | NEWBURY PARK 2 1 | 25826 | OXNARD 9 3 | 1 | Closed | Line | NO | -106.7 | -13.8 | 107.5 | 248.3 | 43.4 | 0.48 | -2.75
25429 | LOS ANGELES 32 1 | 25465 | LOS ANGELES 46 1 | 1 | Closed | Line | NO | -106.6 | 10.7 | 107.1 | 247.4 | 43.4 | 0.18 | 0.31
21160 | RICHMOND 3 1 | 21163 | RICHMOND 3 4 | 1 | Closed | TransformerWinding | YES | 301.9 | 34.6 | 303.9 | 701.3 | 43.3 | 0.3 | 16.61
21497 | SAN JOSE 20 2 | 21491 | SAN JOSE 15 2 | 1 | Closed | Line | NO | 96 | 32.3 | 101.3 | 234.8 | 43.3 | 0.07 | -1.63
13194 | WOODBURN 1 3 | 13296 | PORTLAND 28 1 | 1 | Closed | Line | NO | -121.7 | 6.3 | 121.9 | 283.2 | 43.3 | 0.51 | -4.18
13194 | WOODBURN 1 3 | 13296 | PORTLAND 28 1 | 2 | Closed | Line | NO | -121.7 | 6.3 | 121.9 | 283.2 | 43.3 | 0.51 | -4.18
13194 | WOODBURN 1 3 | 13296 | PORTLAND 28 1 | 3 | Closed | Line | NO | -121.7 | 6.3 | 121.9 | 283.2 | 43.3 | 0.51 | -4.18
25823 | WRIGHTWOOD 2 | 28271 | ADELANTO 2 1 | 1 | Closed | Line | NO | -106.9 | 0.8 | 106.9 | 248.2 | 43.3 | 0.57 | -1.18
25312 | SANTA CLARITA 3 2 | 25353 | LANCASTER 1 1 | 3 | Closed | Line | NO | -126.6 | 1.7 | 126.6 | 294.1 | 43.3 | 0.69 | -1.86
25312 | SANTA CLARITA 3 2 | 25353 | LANCASTER 1 1 | 2 | Closed | Line | NO | -126.6 | 1.7 | 126.6 | 294.1 | 43.3 | 0.69 | -1.86
25312 | SANTA CLARITA 3 2 | 25353 | LANCASTER 1 1 | 1 | Closed | Line | NO | -126.6 | 1.7 | 126.6 | 294.1 | 43.3 | 0.69 | -1.86
25474 | LOS ANGELES 49 2 | 25473 | LOS ANGELES 49 1 | 3 | Closed | Transformer | YES | -255.5 | -80.9 | 268 | 630 | 43.3 | 0.22 | 14.01
25474 | LOS ANGELES 49 2 | 25473 | LOS ANGELES 49 1 | 2 | Closed | Transformer | YES | -255.5 | -80.9 | 268 | 630 | 43.3 | 0.22 | 14.01
10871 | SPOKANE 21 2 | 10641 | SPOKANE 6 1 | 1 | Closed | Line | NO | 115.5 | -3.8 | 115.6 | 267 | 43.3 | 0.06 | 0.35
23474 | MODESTO 12 2 | 23476 | MODESTO 12 4 | 1 | Closed | TransformerWinding | YES | -207.3 | -15.7 | 207.9 | 480.3 | 43.3 | -0.07 | -4.57
21559 | LIVERMORE 1 1 | 21510 | PLEASANTON 1 1 | 1 | Closed | Line | NO | -114 | 9.4 | 114.4 | 265 | 43.3 | 0.27 | -0.98
10306 | SEATTLE 26 1 | 10317 | SEATTLE 32 2 | 1 | Closed | Line | NO | -106.1 | -33.2 | 111.1 | 257.5 | 43.3 | 0.25 | 0.24
30107 | LAS VEGAS 7 1 | 30380 | LAS VEGAS 73 2 | 1 | Closed | Line | NO | -122.8 | -59.3 | 136.4 | 315.2 | 43.3 | 0.49 | -2.26
13150 | CENTRAL POINT 1 1 | 13172 | MEDFORD 1 2 | 1 | Closed | Line | NO | -113.4 | 3 | 113.5 | 262.6 | 43.2 | 0.12 | 0.28
40806 | TUCSON 49 2 | 40504 | TUCSON 13 1 | 1 | Closed | Line | NO | 84.9 | 16.4 | 86.4 | 200 | 43.2 | 0.24 | 1.02
30438 | LAS VEGAS 78 2 | 30440 | LAS VEGAS 78 4 | 1 | Closed | TransformerWinding | YES | -197.3 | 17.9 | 198.1 | 458.7 | 43.2 | -0.03 | -1.56
21370 | CONCORD 4 2 | 21643 | PITTSBURG 5 3 | 1 | Closed | Line | NO | -111.3 | -1 | 111.3 | 258.9 | 43.2 | 0.55 | 0.86
25866 | MOJAVE 2 3 | 25900 | ROSAMOND 5 1 | 1 | Closed | Line | NO | 108 | -13.5 | 108.9 | 252.1 | 43.2 | 0.39 | -1.48
60558 | PARKER 5 1 | 60514 | AURORA 15 1 | 1 | Closed | Line | NO | -58.2 | -47.6 | 75.2 | 174.2 | 43.2 | 0.14 | -0.12
25518 | TUJUNGA 2 1 | 25620 | ALTADENA 2 1 | 1 | Closed | Line | NO | 105.8 | -20.9 | 107.9 | 249.9 | 43.2 | 0.61 | 1.41
40784 | PAGE 2 2 | 40783 | PAGE 2 1 | 1 | Closed | Transformer | YES | -281.3 | -853.4 | 898.6 | 2207.5 | 43.1 | 0.73 | 56.38
21622 | ANTIOCH 6 2 | 21557 | ANTIOCH 4 1 | 1 | Closed | Line | NO | 112.6 | 12.7 | 113.3 | 262.7 | 43.1 | 0.28 | 0.88
28218 | ONTARIO 5 2 | 28225 | RANCHO CUCAMONGA 2 1 | 1 | Closed | Line | NO | 109.8 | 15.1 | 110.8 | 257.4 | 43.1 | 0.24 | -2.96
60189 | LONGMONT 2 1 | 60676 | BOULDER 9 3 | 1 | Closed | Line | NO | -78 | 1.2 | 78 | 182.2 | 43.1 | 0.5 | 0.25
60355 | DENVER 29 2 | 60354 | DENVER 29 1 | 3 | Closed | Transformer | YES | -112.3 | -10.2 | 112.8 | 264.2 | 43.1 | 0.17 | 7.56
60355 | DENVER 29 2 | 60354 | DENVER 29 1 | 1 | Closed | Transformer | YES | -112.3 | -10.2 | 112.8 | 264.2 | 43.1 | 0.17 | 7.56
60355 | DENVER 29 2 | 60354 | DENVER 29 1 | 2 | Closed | Transformer | YES | -112.3 | -10.2 | 112.8 | 264.2 | 43.1 | 0.17 | 7.56
28009 | STANTON 1 1 | 28021 | GARDEN GROVE 2 1 | 1 | Closed | Line | NO | 113.2 | 5.2 | 113.3 | 262.9 | 43.1 | 0.32 | 0.55
25490 | LOS ANGELES 54 2 | 25489 | LOS ANGELES 54 1 | 1 | Closed | Transformer | YES | -266.9 | 31.9 | 268.8 | 623.9 | 43.1 | 0.26 | 16.74
26171 | LONG BEACH 28 1 | 26174 | LONG BEACH 28 4 | 1 | Closed | Transformer | YES | -228.9 | 37.7 | 232 | 538.6 | 43.1 | 0.19 | 12.13
26041 | WILMINGTON 4 1 | 26070 | CARSON 8 6 | 1 | Closed | Line | NO | -98.2 | -33.7 | 103.9 | 241.3 | 43.1 | 0.02 | 0.06
10468 | BELLEVUE 7 1 | 10708 | WENATCHEE 3 2 | 1 | Closed | Line | NO | -648 | -24.4 | 648.4 | 1533.4 | 43 | 12.08 | -15.04
21125 | SAN FRANCISCO 21 2 | 21130 | SAN FRANCISCO 23 1 | 1 | Closed | Line | NO | 76.9 | -61.5 | 98.5 | 228.8 | 43 | 0.11 | -4.13
60685 | PLATTEVILLE 2 4 | 60684 | PLATTEVILLE 2 3 | 3 | Closed | Transformer | YES | -99.6 | -31.6 | 104.5 | 247.8 | 43 | 0.15 | 5.94
60685 | PLATTEVILLE 2 4 | 60684 | PLATTEVILLE 2 3 | 1 | Closed | Transformer | YES | -99.6 | -31.6 | 104.5 | 247.8 | 43 | 0.15 | 5.94
60685 | PLATTEVILLE 2 4 | 60684 | PLATTEVILLE 2 3 | 2 | Closed | Transformer | YES | -99.6 | -31.6 | 104.5 | 247.8 | 43 | 0.15 | 5.94
20467 | HERALD 3 | 20466 | HERALD 2 | 1 | Closed | Transformer | YES | -210.9 | 0.7 | 210.9 | 491.3 | 43 | 0.21 | 10.4
11051 | DAYTON 4 1 | 11052 | DAYTON 4 2 | 1 | Closed | Transformer | YES | -44.3 | 14.3 | 46.5 | 108.2 | 43 | 0.09 | 3
23398 | SAN JOAQUIN 2 1 | 23399 | SAN JOAQUIN 2 2 | 1 | Closed | Transformer | YES | -27.4 | 0.1 | 27.4 | 63.8 | 43 | 0.04 | 1.33
10988 | ELMA 2 3 | 10987 | ELMA 2 2 | 1 | Closed | Transformer | YES | -205.2 | 3.3 | 205.3 | 478.1 | 43 | 0.13 | 7.87
40189 | PHOENIX 17 2 | 40247 | PHOENIX 51 2 | 1 | Closed | Line | NO | 66.7 | 29.1 | 72.7 | 169.4 | 42.9 | 0.14 | -0.07
40968 | ARLINGTON 10 2 | 40999 | ARLINGTON 12 2 | 1 | Closed | Line | NO | -73.1 | 1.5 | 73.2 | 170.5 | 42.9 | 0.04 | -0.45
53240 | SUNLAND PARK 2 3 | 80022 | EL PASO 14 1 | 1 | Closed | Line | NO | 70.8 | 30.1 | 77 | 179.4 | 42.9 | 0.45 | -0.08
40397 | MESA 13 1 | 40407 | GILBERT 6 1 | 1 | Closed | Line | NO | 125.9 | 0.8 | 125.9 | 293.4 | 42.9 | 0.39 | 2.05
50454 | SAINT GEORGE 5 2 | 50456 | SAINT GEORGE 5 4 | 1 | Closed | TransformerWinding | YES | -367 | -67.6 | 373.2 | 883.9 | 42.9 | 0.38 | 25.89
13295 | PORTLAND 27 1 | 13328 | HAPPY VALLEY 1 1 | 1 | Closed | Line | NO | -78.4 | -66.6 | 102.9 | 240.4 | 42.9 | 0.12 | 0.2
25730 | HACIENDA HEIGHTS 2 2 | 25680 | ARTESIA 3 | 1 | Closed | Line | NO | 108.4 | -7.5 | 108.6 | 253.3 | 42.9 | 0.14 | 0.57
60658 | PUEBLO 12 2 | 60661 | PUEBLO 12 5 | 1 | Closed | TransformerWinding | YES | -393.3 | -38.6 | 395.2 | 922.1 | 42.9 | -0.26 | -14.34
28318 | MURRIETA 1 2 | 28317 | MURRIETA 1 1 | 1 | Closed | Transformer | YES | -199.3 | -39.8 | 203.2 | 479 | 42.9 | 0.16 | 8.72
25215 | WINNETKA 2 2 | 25223 | RESEDA 1 1 | 1 | Closed | Line | NO | 93.3 | -49.2 | 105.5 | 246.4 | 42.8 | 0.2 | 0.3
13591 | ARLINGTON 6 3 | 13467 | ARLINGTON 4 1 | 1 | Closed | Line | NO | -109.6 | 22.2 | 111.9 | 261.6 | 42.8 | 0.33 | 1.08
80055 | EL PASO 30 3 | 80056 | EL PASO 30 4 | 1 | Closed | TransformerWinding | YES | -44.9 | -4.9 | 45.1 | 108.3 | 42.8 | 0.16 | 6.14
70096 | GLENROCK 2 2 | 70095 | GLENROCK 2 1 | 1 | Closed | Transformer | YES | 217.7 | -42.2 | 221.8 | 520.9 | 42.8 | 0.1 | 6.34
60675 | BOULDER 9 2 | 60850 | ARVADA 10 1 | 1 | Closed | Line | NO | 288.5 | 39.9 | 291.3 | 681 | 42.8 | 1.32 | 5.15
40362 | MESA 7 1 | 40307 | TEMPE 1 1 | 1 | Closed | Line | NO | 66.8 | -33.4 | 74.7 | 174.6 | 42.8 | 0.06 | 0.14
50380 | VERNAL 3 1 | 50382 | VERNAL 3 3 | 1 | Closed | Transformer | YES | -495.2 | -14 | 495.4 | 1161.6 | 42.8 | 0.27 | 21.08
53273 | CUBERO 1 | 53277 | CUBERO 5 | 1 | Closed | Transformer | YES | -92.3 | 18.3 | 94.1 | 220.1 | 42.8 | 0.09 | 3.51
30437 | LAS VEGAS 78 1 | 30443 | LAS VEGAS 78 7 | 1 | Closed | Transformer | YES | -199.2 | -93.4 | 220.1 | 523.8 | 42.7 | 0.14 | 8.48
10013 | ABERDEEN 1 2 | 10012 | ABERDEEN 1 1 | 1 | Closed | Transformer | YES | -198.4 | -32.3 | 201.1 | 473.6 | 42.7 | 0.1 | 7.4
60229 | ARVADA 4 1 | 60296 | WESTMINSTER 5 1 | 1 | Closed | Line | NO | 72.4 | 29 | 77.9 | 182.4 | 42.7 | 0.15 | -0.3
10079 | SILVERDALE 1 2 | 10081 | SILVERDALE 1 4 | 1 | Closed | TransformerWinding | YES | -198.6 | -18 | 199.4 | 466.8 | 42.7 | -0.35 | -19.33
60480 | COMMERCE CITY 2 2 | 60845 | FORT LUPTON 3 2 | 1 | Closed | Line | NO | -72.4 | -26 | 76.9 | 180.3 | 42.7 | 0.44 | -2.46
25333 | NORTH HOLLYWOOD 2 2 | 25332 | NORTH HOLLYWOOD 2 1 | 1 | Closed | Transformer | YES | -197.7 | -38.8 | 201.5 | 478.5 | 42.7 | 0.25 | 11.04
40176 | LAVEEN 2 2 | 40270 | PHOENIX 59 2 | 1 | Closed | Line | NO | 87.6 | 2.6 | 87.7 | 205.6 | 42.6 | 0.57 | 0.23
53187 | FARMINGTON 3 1 | 53304 | FARMINGTON 6 2 | 1 | Closed | Line | NO | -83.1 | 8.4 | 83.5 | 196.1 | 42.6 | 0.19 | 0.43
10698 | CLE ELUM 2 2 | 10524 | CLE ELUM 1 1 | 1 | Closed | Line | NO | 109.8 | -6.6 | 110 | 258 | 42.6 | 1.57 | 4.54
11037 | CONCRETE 2 1 | 10770 | ROCKPORT 1 2 | 1 | Closed | Line | NO | -101.3 | 0.4 | 101.3 | 239.9 | 42.6 | 0.9 | 0.8
30437 | LAS VEGAS 78 1 | 30441 | LAS VEGAS 78 5 | 1 | Closed | Transformer | YES | -199.2 | -90.5 | 218.8 | 525.5 | 42.6 | 0.2 | 11.39
40192 | PHOENIX 20 1 | 40151 | PHOENIX 4 2 | 1 | Closed | Line | NO | -78.7 | -27.6 | 83.4 | 197.3 | 42.6 | 0.3 | 1.15
40192 | PHOENIX 20 1 | 40151 | PHOENIX 4 2 | 2 | Closed | Line | NO | -78.7 | -27.6 | 83.4 | 197.3 | 42.6 | 0.3 | 1.15
10515 | NORTH BEND 1 1 | 10801 | KIRKLAND 5 1 | 1 | Closed | Line | NO | 110.2 | -10.8 | 110.8 | 260 | 42.6 | 0.41 | 1.27
60541 | AURORA 16 5 | 60715 | AURORA 19 3 | 2 | Closed | Line | NO | -88.2 | -21.1 | 90.7 | 215 | 42.5 | 0.45 | 1.17
60541 | AURORA 16 5 | 60715 | AURORA 19 3 | 3 | Closed | Line | NO | -88.2 | -21.1 | 90.7 | 215 | 42.5 | 0.45 | 1.17
60541 | AURORA 16 5 | 60715 | AURORA 19 3 | 1 | Closed | Line | NO | -88.2 | -21.1 | 90.7 | 215 | 42.5 | 0.45 | 1.17
53240 | SUNLAND PARK 2 3 | 53239 | SUNLAND PARK 2 2 | 3 | Closed | Transformer | YES | -107.9 | -10 | 108.3 | 257.5 | 42.5 | 0.25 | 7.42
53240 | SUNLAND PARK 2 3 | 53239 | SUNLAND PARK 2 2 | 1 | Closed | Transformer | YES | -107.9 | -10 | 108.3 | 257.5 | 42.5 | 0.25 | 7.42
20230 | FAIR OAKS 2 2 | 20248 | FOLSOM 2 1 | 1 | Closed | Line | NO | -109.1 | -16.2 | 110.3 | 260.3 | 42.5 | 0.31 | 0.61
10334 | SEATTLE 40 2 | 10273 | SEATTLE 19 1 | 1 | Closed | Line | NO | 108.4 | -30.4 | 112.6 | 264.8 | 42.5 | 0.04 | 0.16
28050 | GARDEN GROVE 6 1 | 29076 | ANAHEIM 15 2 | 1 | Closed | Line | NO | -110.8 | 6.4 | 111 | 261.4 | 42.5 | 0.06 | 0.31
60635 | FOUNTAIN 3 2 | 60634 | FOUNTAIN 3 1 | 1 | Closed | Transformer | YES | -365.1 | 19.7 | 365.6 | 860.8 | 42.5 | 0.32 | 26.53
21607 | PITTSBURG 4 1 | 21613 | PITTSBURG 4 7 | 1 | Closed | Transformer | YES | -234.7 | -10.4 | 234.9 | 556.4 | 42.5 | 0.2 | 14.23
13059 | GRANTS PASS 3 2 | 13058 | GRANTS PASS 3 1 | 1 | Closed | Transformer | YES | -154.3 | -90.3 | 178.8 | 432.6 | 42.4 | 0.13 | 8.92
60472 | BRIGHTON 3 1 | 60845 | FORT LUPTON 3 2 | 1 | Closed | Line | NO | -70.7 | -26.7 | 75.6 | 179.3 | 42.4 | 0.31 | 0.5
50120 | OGDEN 5 1 | 50195 | EDEN 3 | 1 | Closed | Line | NO | -102.5 | 17.5 | 104 | 246.9 | 42.4 | 0.86 | 0.6
20362 | RIO VISTA 2 2 | 21481 | PITTSBURG 2 1 | 1 | Closed | Line | NO | 109.9 | 27.4 | 113.3 | 267.1 | 42.4 | 0.2 | -0.16
13668 | CASCADE LOCKS 3 | 10476 | CARSON 1 1 | 1 | Closed | Line | NO | 108.8 | -7 | 109 | 257.3 | 42.4 | 0.7 | 2.01
21299 | SANTA CRUZ 1 2 | 21337 | SANTA CRUZ 3 1 | 1 | Closed | Line | NO | 100.2 | 10.7 | 100.8 | 238.1 | 42.3 | 0.29 | -0.28
13230 | PORTLAND 5 2 | 13250 | PORTLAND 10 1 | 1 | Closed | Line | NO | -90.3 | -55.2 | 105.9 | 250.9 | 42.3 | 0.15 | 0.37
13252 | SWEET HOME 2 | 13651 | LOWELL 5 2 | 1 | Closed | Line | NO | -102.6 | -24.8 | 105.6 | 252.2 | 42.3 | 0.7 | 2.01
50302 | OAKLEY 3 1 | 50308 | KAMAS 1 | 1 | Closed | Line | NO | -133.8 | -4 | 133.8 | 319.7 | 42.3 | 1.27 | 4.99
40876 | SPRINGERVILLE 2 2 | 40875 | SPRINGERVILLE 2 1 | 1 | Closed | Transformer | YES | -610.9 | 178 | 636.3 | 1503.1 | 42.3 | 0.48 | 36.87
40054 | TONOPAH 2 1 | 40999 | ARLINGTON 12 2 | 1 | Closed | Line | NO | -74.2 | 7.5 | 74.5 | 177.1 | 42.3 | 0.34 | -0.59
28271 | ADELANTO 2 1 | 25775 | LANCASTER 6 2 | 1 | Closed | Line | NO | -110.2 | 1.8 | 110.3 | 263.8 | 42.3 | 1.33 | 2.89
10136 | FERNDALE 1 2 | 11028 | FERNDALE 2 2 | 1 | Closed | Line | NO | -109.1 | -22 | 111.3 | 264.5 | 42.3 | 0.35 | 0.94
10535 | YAKIMA 5 2 | 10534 | YAKIMA 5 1 | 1 | Closed | Transformer | YES | -175.2 | -71.6 | 189.3 | 462.3 | 42.3 | 0.28 | 14.6
53306 | ALBUQUERQUE 31 2 | 53305 | ALBUQUERQUE 31 1 | 2 | Closed | Transformer | YES | -456.4 | -96.4 | 466.4 | 1118.4 | 42.3 | 0.35 | 26.21
53306 | ALBUQUERQUE 31 2 | 53305 | ALBUQUERQUE 31 1 | 1 | Closed | Transformer | YES | -456.4 | -96.4 | 466.4 | 1118.4 | 42.3 | 0.35 | 26.21
25595 | LOS ANGELES 78 2 | 25743 | WEST COVINA 1 1 | 1 | Closed | Line | NO | 106.8 | -13.7 | 107.7 | 254.8 | 42.3 | 0.23 | -0.98
40109 | SURPRISE 5 1 | 40996 | TONOPAH 5 1 | 1 | Closed | Line | NO | -72.5 | -16.2 | 74.3 | 177.7 | 42.3 | 0.71 | 0.52
28634 | EL CAJON 6 2 | 28756 | CAMPO 1 | 1 | Closed | Line | NO | -109.3 | 8.6 | 109.6 | 264 | 42.2 | 2.14 | 3.88
60448 | MILLIKEN 1 | 60483 | GREELEY 2 2 | 1 | Closed | Line | NO | -76.7 | -12.9 | 77.8 | 184.6 | 42.2 | 0.13 | 0.47
30036 | SUN VALLEY 3 2 | 30035 | SUN VALLEY 3 1 | 1 | Closed | Transformer | YES | -175.1 | 5.5 | 175.2 | 415.1 | 42.2 | 0.13 | 8.24
23048 | STOCKTON 11 1 | 23071 | STOCKTON 14 2 | 1 | Closed | Line | NO | 49.6 | -83.5 | 97.2 | 230.1 | 42.2 | 0.16 | -0.38
60300 | WESTMINSTER 6 3 | 60338 | DENVER 21 2 | 2 | Closed | Line | NO | -82.4 | -21 | 85.1 | 201.9 | 42.2 | 0.09 | 0.18
60300 | WESTMINSTER 6 3 | 60338 | DENVER 21 2 | 1 | Closed | Line | NO | -82.4 | -21 | 85.1 | 201.9 | 42.2 | 0.09 | 0.18
25063 | SANTA BARBARA 7 1 | 25053 | SANTA BARBARA 1 1 | 1 | Closed | Line | NO | 103.5 | -17.9 | 105.1 | 249 | 42.2 | 0.66 | -3.43
10284 | SEATTLE 21 2 | 10331 | SEATTLE 39 2 | 1 | Closed | Line | NO | -103.3 | -31.2 | 107.9 | 256.9 | 42.2 | 0.35 | 0.36
60347 | DENVER 26 1 | 60270 | BROOMFIELD 3 1 | 1 | Closed | Line | NO | -73.9 | -21.8 | 77 | 183.1 | 42.2 | 0.15 | 0.16
29017 | SAN DIEGO 53 3 | 28585 | SAN DIEGO 45 1 | 1 | Closed | Line | NO | 107.9 | 16.4 | 109.2 | 259 | 42.1 | 0.16 | 0.43
60726 | DENVER 55 3 | 60725 | DENVER 55 2 | 2 | Closed | Transformer | YES | -109.5 | 1.7 | 109.5 | 260.7 | 42.1 | 0.19 | 8.6
60726 | DENVER 55 3 | 60725 | DENVER 55 2 | 1 | Closed | Transformer | YES | -109.5 | 1.7 | 109.5 | 260.7 | 42.1 | 0.19 | 8.6
60726 | DENVER 55 3 | 60725 | DENVER 55 2 | 3 | Closed | Transformer | YES | -109.5 | 1.7 | 109.5 | 260.7 | 42.1 | 0.19 | 8.6
20348 | ANDERSON 2 1 | 20349 | ANDERSON 2 2 | 1 | Closed | Transformer | YES | -29.8 | 1.7 | 29.8 | 70.8 | 42.1 | 0.06 | 1.71
10250 | FEDERAL WAY 1 1 | 10171 | TACOMA 5 1 | 1 | Closed | Line | NO | -105.1 | -6.2 | 105.3 | 250.3 | 42.1 | 0.12 | 0.63
60573 | ELIZABETH 1 | 60768 | LIMON 4 3 | 1 | Closed | Line | NO | -91.5 | 1.6 | 91.6 | 223.2 | 42.1 | 2.27 | -4.11
60573 | ELIZABETH 1 | 60768 | LIMON 4 3 | 2 | Closed | Line | NO | -91.5 | 1.6 | 91.6 | 223.2 | 42.1 | 2.27 | -4.11
60573 | ELIZABETH 1 | 60768 | LIMON 4 3 | 3 | Closed | Line | NO | -91.5 | 1.6 | 91.6 | 223.2 | 42.1 | 2.27 | -4.11
10412 | BOTHELL 6 1 | 10729 | SULTAN 2 2 | 1 | Closed | Line | NO | -104.8 | -27.6 | 108.4 | 257.3 | 42.1 | 0.61 | -2.86
40820 | CHANDLER 14 2 | 40823 | CHANDLER 14 5 | 1 | Closed | TransformerWinding | YES | -645.8 | 37.5 | 646.9 | 1536.5 | 42.1 | -0.02 | -1.55
20401 | WOODLAND 5 2 | 20403 | WOODLAND 5 4 | 1 | Closed | TransformerWinding | YES | -206.4 | -17.5 | 207.1 | 492 | 42.1 | -0.06 | -3.43
10106 | ANACORTES 1 1 | 10215 | BELLINGHAM 5 1 | 1 | Closed | Line | NO | -87.7 | -13.3 | 88.7 | 212.6 | 42.1 | 0.49 | 2.1
25515 | PALMDALE 2 1 | 25518 | TUJUNGA 2 1 | 2 | Closed | Line | NO | 123.1 | -11.7 | 123.7 | 293.8 | 42.1 | 0.65 | -6.1
25515 | PALMDALE 2 1 | 25518 | TUJUNGA 2 1 | 1 | Closed | Line | NO | 123.1 | -11.7 | 123.7 | 293.8 | 42.1 | 0.65 | -6.1
25515 | PALMDALE 2 1 | 25518 | TUJUNGA 2 1 | 3 | Closed | Line | NO | 123.1 | -11.7 | 123.7 | 293.8 | 42.1 | 0.65 | -6.1
29046 | NORTH PALM SPRINGS 7 1 | 29047 | NORTH PALM SPRINGS 7 2 | 1 | Closed | Transformer | YES | -41.6 | 12.5 | 43.4 | 103.2 | 42.1 | 0.12 | 2.86
60854 | COLORADO SPRINGS 34 3 | 60762 | COLORADO SPRINGS 33 1 | 1 | Closed | Line | NO | 77.1 | 6.3 | 77.3 | 183.8 | 42.1 | 0.22 | 0.2
23014 | SALINAS 3 1 | 23017 | SALINAS 5 2 | 1 | Closed | Line | NO | -114 | -31.3 | 118.2 | 282.2 | 42.1 | 0.27 | 0.84
21607 | PITTSBURG 4 1 | 21612 | PITTSBURG 4 6 | 1 | Closed | Transformer | YES | -234.6 | -4.3 | 234.7 | 561.6 | 42.1 | 0.29 | 20.29
13241 | PORTLAND 7 1 | 13246 | PORTLAND 8 1 | 1 | Closed | Line | NO | -105.9 | -14.2 | 106.8 | 255 | 42 | 0.28 | 0.81
30427 | LAS VEGAS 77 1 | 30438 | LAS VEGAS 78 2 | 1 | Closed | Line | NO | -146.5 | 10.4 | 146.9 | 350 | 42 | 0.18 | 0.18
21607 | PITTSBURG 4 1 | 21611 | PITTSBURG 4 5 | 1 | Closed | Transformer | YES | -234.8 | -16.3 | 235.3 | 562.2 | 42 | 0.17 | 8.29
40378 | GILBERT 1 1 | 40384 | MESA 9 1 | 1 | Closed | Line | NO | -74.5 | -6.4 | 74.8 | 178.1 | 42 | 0.05 | 0.14
28795 | RANCHO CUCAMONGA 8 2 | 28794 | RANCHO CUCAMONGA 8 1 | 1 | Closed | Transformer | YES | -626.8 | -88.8 | 633.1 | 1523 | 42 | 0.48 | 35.84
40220 | PHOENIX 33 3 | 40217 | PHOENIX 32 1 | 1 | Closed | Line | NO | 72.1 | 40.7 | 82.8 | 197.2 | 42 | 0.06 | 0.16
40220 | PHOENIX 33 3 | 40217 | PHOENIX 32 1 | 2 | Closed | Line | NO | 72.1 | 40.7 | 82.8 | 197.2 | 42 | 0.06 | 0.16
40113 | SUN CITY WEST 2 2 | 40108 | SURPRISE 4 2 | 1 | Closed | Line | NO | -111.2 | -42.2 | 118.9 | 284.9 | 42 | 0.26 | 1.18
13242 | TUALATIN 1 1 | 13294 | PORTLAND 26 1 | 1 | Closed | Line | NO | -96.1 | 43.5 | 105.4 | 251.4 | 42 | 0.34 | 0.71
21374 | UNION CITY 1 2 | 21472 | DUBLIN 2 1 | 1 | Closed | Line | NO | -72.9 | 70.7 | 101.6 | 242.1 | 42 | 0.19 | 0.64
13401 | THE DALLES 1 2 | 10522 | LYLE 3 | 1 | Closed | Line | NO | -106.4 | 16.2 | 107.6 | 256.8 | 42 | 0.25 | 0.97
80007 | EL PASO 3 2 | 80030 | EL PASO 18 1 | 1 | Closed | Line | NO | 75.5 | 27.2 | 80.2 | 191.2 | 41.9 | 0.4 | -0.43
21100 | SAN FRANCISCO 12 1 | 21103 | SAN FRANCISCO 12 4 | 1 | Closed | TransformerWinding | YES | 211.4 | -39 | 215 | 528 | 41.9 | 0.44 | 28.42
60867 | CRAIG 2 1 | 60874 | CRAIG 2 8 | 1 | Closed | Transformer | YES | -473.7 | -35.1 | 475 | 1137.8 | 41.9 | 0.28 | 20.28
25576 | LONG BEACH 10 2 | 25575 | LONG BEACH 10 1 | 1 | Closed | Transformer | YES | -165.3 | -86 | 186.4 | 459.8 | 41.9 | 0.18 | 12.97
30221 | LAS VEGAS 59 1 | 30425 | LAS VEGAS 76 1 | 1 | Closed | Line | NO | -127.3 | -12.8 | 128 | 306.6 | 41.9 | 0.53 | -0.06
40187 | PHOENIX 16 2 | 40186 | PHOENIX 16 1 | 2 | Closed | Transformer | YES | -428.5 | -213.9 | 478.9 | 1180 | 41.9 | 0.47 | 31.96
40187 | PHOENIX 16 2 | 40186 | PHOENIX 16 1 | 1 | Closed | Transformer | YES | -428.5 | -213.9 | 478.9 | 1180 | 41.9 | 0.47 | 31.96
40187 | PHOENIX 16 2 | 40186 | PHOENIX 16 1 | 3 | Closed | Transformer | YES | -428.5 | -213.9 | 478.9 | 1180 | 41.9 | 0.47 | 31.96
50357 | OREM 6 2 | 50260 | OREM 5 1 | 1 | Closed | Line | NO | 135.5 | 0.3 | 135.5 | 323.5 | 41.9 | 0.02 | 0.06
53093 | SUNLAND PARK 1 1 | 53291 | LA MESA 6 2 | 1 | Closed | Line | NO | -81.1 | 7.3 | 81.5 | 196.1 | 41.9 | 0.63 | -0.65
13392 | REDMOND 4 1 | 13394 | REDMOND 5 1 | 1 | Closed | Line | NO | -108.4 | -6.6 | 108.6 | 260.8 | 41.9 | 0.49 | 1.93
28782 | REDLANDS 5 2 | 28781 | REDLANDS 5 1 | 3 | Closed | Transformer | YES | -704.6 | -118.9 | 714.5 | 1722.6 | 41.9 | 0.42 | 34.52
28782 | REDLANDS 5 2 | 28781 | REDLANDS 5 1 | 2 | Closed | Transformer | YES | -704.6 | -118.9 | 714.5 | 1722.6 | 41.9 | 0.42 | 34.52
28782 | REDLANDS 5 2 | 28781 | REDLANDS 5 1 | 1 | Closed | Transformer | YES | -704.6 | -118.9 | 714.5 | 1722.6 | 41.9 | 0.42 | 34.52
13087 | ALBANY 1 2 | 13089 | ALBANY 1 4 | 1 | Closed | TransformerWinding | YES | -230.8 | 4.7 | 230.9 | 552.3 | 41.9 | -0.24 | -13.59
50454 | SAINT GEORGE 5 2 | 50013 | WASHINGTON 3 | 1 | Closed | Line | NO | 123.9 | 26.9 | 126.8 | 302.7 | 41.9 | 0.43 | 0.72
30219 | LAS VEGAS 58 2 | 30218 | LAS VEGAS 58 1 | 1 | Closed | Transformer | YES | -126.5 | -120.6 | 174.8 | 431.4 | 41.9 | 0.13 | 8.25
28908 | CORONADO 2 2 | 28519 | SAN DIEGO 31 2 | 1 | Closed | Line | NO | 104.5 | 27.7 | 108.1 | 258.2 | 41.9 | 0.06 | -0.14
60283 | ARVADA 8 3 | 60308 | DENVER 13 2 | 1 | Closed | Line | NO | -90.8 | -1.2 | 90.8 | 217 | 41.9 | 0.06 | 0.14
60283 | ARVADA 8 3 | 60308 | DENVER 13 2 | 3 | Closed | Line | NO | -90.8 | -1.2 | 90.8 | 217 | 41.9 | 0.06 | 0.14
60283 | ARVADA 8 3 | 60308 | DENVER 13 2 | 2 | Closed | Line | NO | -90.8 | -1.2 | 90.8 | 217 | 41.9 | 0.06 | 0.14
40402 | CASA GRANDE 3 3 | 40350 | CHANDLER 5 3 | 1 | Closed | Line | NO | 72 | 6.9 | 72.3 | 172.7 | 41.9 | 0.58 | 0.95
40187 | PHOENIX 16 2 | 40220 | PHOENIX 33 3 | 1 | Closed | Line | NO | 65.2 | 32.6 | 72.9 | 174.2 | 41.9 | 0.24 | 0.63
10325 | LYNNWOOD 1 2 | 10277 | EDMONDS 3 1 | 1 | Closed | Line | NO | -95.5 | 16.1 | 96.9 | 231.7 | 41.9 | 0.21 | 0.55
25097 | OXNARD 5 1 | 25083 | VENTURA 1 3 | 1 | Closed | Line | NO | 79.5 | 57.7 | 98.2 | 234.7 | 41.9 | 0.12 | -0.02
60268 | LITTLETON 4 1 | 60265 | LITTLETON 3 2 | 1 | Closed | Line | NO | -77.2 | -1 | 77.2 | 184.6 | 41.8 | 0.05 | 0.04
10224 | TACOMA 14 1 | 10837 | TACOMA 20 2 | 1 | Closed | Line | NO | -96.5 | -43.9 | 106 | 254.4 | 41.8 | 0.24 | 0.41
10167 | VANCOUVER 12 1 | 13303 | PORTLAND 33 2 | 1 | Closed | Line | NO | -126.8 | -37.9 | 132.3 | 317.5 | 41.8 | 0.26 | 0.95
60786 | PUEBLO 13 2 | 60785 | PUEBLO 13 1 | 1 | Closed | Transformer | YES | -350.3 | -119.5 | 370.1 | 904 | 41.8 | 0.31 | 22.25
10024 | SHELTON 2 2 | 10023 | SHELTON 2 1 | 1 | Closed | Transformer | YES | -176.1 | -74 | 191 | 465.8 | 41.8 | 0.2 | 8.86
40255 | PHOENIX 54 2 | 40254 | PHOENIX 54 1 | 1 | Closed | Transformer | YES | -342.4 | -156.9 | 376.7 | 930.4 | 41.8 | 0.34 | 27.15
26132 | AVILA BEACH 3 | 26131 | AVILA BEACH 2 | 1 | Closed | Transformer | YES | -198.4 | 16.6 | 199.1 | 476.2 | 41.8 | 0.16 | 8.61
40189 | PHOENIX 17 2 | 40224 | PHOENIX 37 1 | 2 | Closed | Line | NO | -81.3 | -28.1 | 86 | 206.6 | 41.8 | 0.21 | 0.52
40189 | PHOENIX 17 2 | 40224 | PHOENIX 37 1 | 1 | Closed | Line | NO | -81.3 | -28.1 | 86 | 206.6 | 41.8 | 0.21 | 0.52
40189 | PHOENIX 17 2 | 40224 | PHOENIX 37 1 | 3 | Closed | Line | NO | -81.3 | -28.1 | 86 | 206.6 | 41.8 | 0.21 | 0.52
21114 | SAN FRANCISCO 16 1 | 21141 | SAN FRANCISCO 25 1 | 1 | Closed | Line | NO | 8.7 | -80.2 | 80.6 | 193.1 | 41.8 | 0.09 | -0.57
29050 | CALIPATRIA 10 1 | 29051 | CALIPATRIA 10 2 | 1 | Closed | Transformer | YES | -39.2 | 2.3 | 39.2 | 94 | 41.8 | 0.09 | 2.27
28783 | REDLANDS 5 3 | 28782 | REDLANDS 5 2 | 3 | Closed | Transformer | YES | -261.6 | -40.8 | 264.7 | 641.5 | 41.8 | 0.23 | 15.79
28783 | REDLANDS 5 3 | 28782 | REDLANDS 5 2 | 2 | Closed | Transformer | YES | -261.6 | -40.8 | 264.7 | 641.5 | 41.8 | 0.23 | 15.79
28783 | REDLANDS 5 3 | 28782 | REDLANDS 5 2 | 1 | Closed | Transformer | YES | -261.6 | -40.8 | 264.7 | 641.5 | 41.8 | 0.23 | 15.79
21114 | SAN FRANCISCO 16 1 | 21091 | PACIFICA 1 3 | 1 | Closed | Line | NO | -56.4 | 67.5 | 87.9 | 210.9 | 41.7 | 0.06 | -0.1
60306 | FORT COLLINS 6 1 | 60784 | LYONS 3 2 | 1 | Closed | Line | NO | -77.9 | -7.7 | 78.2 | 188.7 | 41.7 | 0.46 | 0.25
25730 | HACIENDA HEIGHTS 2 2 | 25729 | HACIENDA HEIGHTS 2 1 | 1 | Closed | Transformer | YES | -201.1 | -9.1 | 201.3 | 485.6 | 41.7 | 0.22 | 13.3
70103 | GLENROCK 3 1 | 70096 | GLENROCK 2 2 | 1 | Closed | Line | NO | 107.7 | -14.5 | 108.6 | 260.5 | 41.7 | 0.55 | 2.2
41016 | GILA BEND 8 1 | 40720 | GILA BEND 2 1 | 2 | Closed | Line | NO | -79.4 | 17 | 81.2 | 194.9 | 41.7 | 0.15 | 0.26
41016 | GILA BEND 8 1 | 40720 | GILA BEND 2 1 | 1 | Closed | Line | NO | -79.4 | 17 | 81.2 | 194.9 | 41.7 | 0.15 | 0.26
20208 | ROSEVILLE 3 1 | 20240 | GRANITE BAY 1 | 1 | Closed | Line | NO | 22.2 | -75.7 | 78.9 | 189.2 | 41.7 | 0.06 | -0.52
21450 | SUISUN CITY 2 2 | 21656 | SUISUN CITY 3 2 | 1 | Closed | Line | NO | -105.9 | -15.7 | 107.1 | 256.9 | 41.7 | 0.35 | -2.09
60254 | LAFAYETTE 3 1 | 60826 | BOULDER 10 2 | 1 | Closed | Line | NO | -73.5 | -18.7 | 75.9 | 183 | 41.7 | 0.29 | 0.55
40282 | PHOENIX 64 1 | 40320 | SCOTTSDALE 3 1 | 1 | Closed | Line | NO | 73.8 | 7.3 | 74.1 | 179 | 41.7 | 0.19 | -4.69
60355 | DENVER 29 2 | 60383 | DENVER 36 1 | 3 | Closed | Line | NO | 94.2 | 11.7 | 94.9 | 228 | 41.6 | 0.05 | 0.13
60355 | DENVER 29 2 | 60383 | DENVER 36 1 | 2 | Closed | Line | NO | 94.2 | 11.7 | 94.9 | 228 | 41.6 | 0.05 | 0.13
60355 | DENVER 29 2 | 60383 | DENVER 36 1 | 1 | Closed | Line | NO | 94.2 | 11.7 | 94.9 | 228 | 41.6 | 0.05 | 0.13
25121 | BAKERSFIELD 8 1 | 25143 | BAKERSFIELD 16 2 | 1 | Closed | Line | NO | -100.4 | -24.4 | 103.3 | 248.5 | 41.6 | 0.17 | -0.26
60725 | DENVER 55 2 | 60724 | DENVER 55 1 | 3 | Closed | Transformer | YES | -485.2 | -51 | 487.8 | 1181.6 | 41.6 | 0.38 | 27.25
60725 | DENVER 55 2 | 60724 | DENVER 55 1 | 2 | Closed | Transformer | YES | -485.2 | -51 | 487.8 | 1181.6 | 41.6 | 0.38 | 27.25
60725 | DENVER 55 2 | 60724 | DENVER 55 1 | 1 | Closed | Transformer | YES | -485.2 | -51 | 487.8 | 1181.6 | 41.6 | 0.38 | 27.25
28843 | ESCONDIDO 10 3 | 28724 | ESCONDIDO 8 1 | 2 | Closed | Line | NO | 115 | 30.5 | 119 | 285.9 | 41.6 | 0.04 | 0.11
28843 | ESCONDIDO 10 3 | 28724 | ESCONDIDO 8 1 | 1 | Closed | Line | NO | 115 | 30.5 | 119 | 285.9 | 41.6 | 0.04 | 0.11
25989 | WILMINGTON 3 3 | 25549 | COMPTON 5 1 | 1 | Closed | Line | NO | 112.7 | 15.7 | 113.8 | 273.5 | 41.6 | 0.07 | 0.14
25989 | WILMINGTON 3 3 | 25549 | COMPTON 5 1 | 2 | Closed | Line | NO | 112.7 | 15.7 | 113.8 | 273.5 | 41.6 | 0.07 | 0.14
60469 | PUEBLO 2 1 | 60659 | PUEBLO 12 3 | 1 | Closed | Line | NO | -73.8 | -12.8 | 74.9 | 183.1 | 41.6 | 0.84 | 2.64
13100 | SALEM 4 1 | 13198 | LEBANON 2 1 | 1 | Closed | Line | NO | -68.3 | -37.7 | 78 | 187.6 | 41.6 | 0.35 | -7.57
60069 | SILT 3 | 60849 | RIFLE 2 3 | 1 | Closed | Line | NO | -74.7 | -6 | 74.9 | 180.3 | 41.6 | 0.14 | -0.72
13580 | LOWELL 4 1 | 13631 | THE DALLES 3 12 | 1 | Closed | Line | NO | -1719.5 | 41.6 | 1720 | 4222.8 | 41.6 | 7.3 | -274.6
40274 | CHANDLER 2 2 | 40343 | CHANDLER 3 1 | 1 | Closed | Line | NO | 75.1 | -4.8 | 75.2 | 181 | 41.6 | 0.61 | 1.44
25485 | CARSON 2 2 | 25491 | WILMINGTON 1 1 | 1 | Closed | Line | NO | -100.1 | -17.4 | 101.6 | 245 | 41.6 | 0.2 | -0.21
25560 | LONG BEACH 7 1 | 25875 | CARSON 7 2 | 1 | Closed | Line | NO | -97.9 | -32.5 | 103.2 | 248.7 | 41.6 | 0.11 | 0.31
25375 | TORRANCE 2 1 | 25530 | LONG BEACH 3 1 | 1 | Closed | Line | NO | -100.5 | -12.8 | 101.3 | 244 | 41.6 | 0.13 | -0.03
23310 | MODESTO 10 2 | 23091 | MODESTO 7 1 | 1 | Closed | Line | NO | 110.1 | 14.7 | 111.1 | 267.3 | 41.6 | 0.09 | 0.31
13103 | EUGENE 8 2 | 13563 | SPRINGFIELD 5 2 | 1 | Closed | Line | NO | -102.4 | -18.2 | 104 | 251.8 | 41.5 | 0.44 | 0.66
21361 | NEWARK 2 2 | 21231 | REDWOOD CITY 4 4 | 1 | Closed | Line | NO | -91.7 | 18.7 | 93.6 | 225.4 | 41.5 | 0.05 | 0.01
20260 | SHINGLE SPRINGS 2 1 | 20310 | CAMINO 3 | 1 | Closed | Line | NO | -102.5 | -12.9 | 103.3 | 251.3 | 41.5 | 0.85 | 1.52
13310 | PORTLAND 35 3 | 13303 | PORTLAND 33 2 | 2 | Closed | Line | NO | -103.7 | -48.8 | 114.6 | 276.6 | 41.5 | 0.13 | 0.41
13310 | PORTLAND 35 3 | 13303 | PORTLAND 33 2 | 3 | Closed | Line | NO | -103.7 | -48.8 | 114.6 | 276.6 | 41.5 | 0.13 | 0.41
13310 | PORTLAND 35 3 | 13303 | PORTLAND 33 2 | 1 | Closed | Line | NO | -103.7 | -48.8 | 114.6 | 276.6 | 41.5 | 0.13 | 0.41
21399 | SANTA CRUZ 5 2 | 21398 | SANTA CRUZ 5 1 | 1 | Closed | Transformer | YES | -192.8 | 42.2 | 197.4 | 475.4 | 41.5 | 0.16 | 9.79
40168 | GLENDALE 19 1 | 40171 | PHOENIX 10 1 | 1 | Closed | Line | NO | 63.1 | 34.9 | 72.1 | 173.6 | 41.5 | 0.19 | 0.34
28536 | SAN DIEGO 38 2 | 28577 | POWAY 1 1 | 1 | Closed | Line | NO | 106.1 | 15.1 | 107.1 | 258.1 | 41.5 | 0.27 | 1.6
21340 | HAYWARD 5 2 | 21339 | HAYWARD 5 1 | 1 | Closed | Transformer | YES | -187.7 | -69.9 | 200.3 | 493 | 41.5 | 0.19 | 11.13
13283 | PORTLAND 19 1 | 13318 | PORTLAND 38 3 | 1 | Closed | Line | NO | -96.8 | -38.3 | 104.1 | 251 | 41.5 | 0.19 | -0.41
20110 | OROVILLE 2 1 | 20438 | OROVILLE 5 3 | 1 | Closed | Line | NO | -104.3 | -23.2 | 106.8 | 258.1 | 41.5 | 0.15 | 0.43
10272 | SEATTLE 18 1 | 10334 | SEATTLE 40 2 | 1 | Closed | Line | NO | -101.3 | 18 | 102.9 | 249.8 | 41.5 | 0.23 | -2.82
30296 | LAS VEGAS 69 2 | 30295 | LAS VEGAS 69 1 | 1 | Closed | Transformer | YES | -186.5 | -12.7 | 186.9 | 452.5 | 41.5 | 0.12 | 6.8
25374 | TORRANCE 1 1 | 25590 | PARAMOUNT 2 1 | 1 | Closed | Line | NO | -96.7 | 13.4 | 97.6 | 236.6 | 41.4 | 0.11 | -2.12
10662 | SPOKANE 17 2 | 10654 | SPOKANE 13 2 | 1 | Closed | Line | NO | 38.7 | 107.6 | 114.3 | 275.9 | 41.4 | 0.17 | 0.33
60327 | LITTLETON 8 1 | 60319 | DENVER 15 1 | 2 | Closed | Line | NO | -77.5 | -29.7 | 83 | 200.9 | 41.4 | 0.1 | 0.35
60327 | LITTLETON 8 1 | 60319 | DENVER 15 1 | 1 | Closed | Line | NO | -77.5 | -29.7 | 83 | 200.9 | 41.4 | 0.1 | 0.35
50210 | SALT LAKE CITY 23 2 | 50168 | SANDY 3 1 | 1 | Closed | Line | NO | 131 | 4.2 | 131.1 | 316.7 | 41.4 | 0.07 | 0.14
30256 | OVERTON 1 | 30259 | CALIENTE 3 | 1 | Closed | Line | NO | -128 | 11.5 | 128.5 | 320.5 | 41.4 | 2.93 | -9.71
13667 | CASCADE LOCKS 2 | 13666 | CASCADE LOCKS 1 | 1 | Closed | Transformer | YES | -610.6 | -132.4 | 624.8 | 1529.4 | 41.4 | 0.42 | 32.52
30418 | LAS VEGAS 75 2 | 30420 | LAS VEGAS 75 4 | 1 | Closed | TransformerWinding | YES | -192 | -13 | 192.5 | 465.2 | 41.4 | -0.09 | -5.27
25310 | PACOIMA 3 2 | 25309 | PACOIMA 3 1 | 3 | Closed | Transformer | YES | -256.5 | -37.4 | 259.2 | 632.2 | 41.4 | 0.2 | 12.95
25310 | PACOIMA 3 2 | 25309 | PACOIMA 3 1 | 1 | Closed | Transformer | YES | -256.5 | -37.4 | 259.2 | 632.2 | 41.4 | 0.2 | 12.95
25310 | PACOIMA 3 2 | 25309 | PACOIMA 3 1 | 2 | Closed | Transformer | YES | -256.5 | -37.4 | 259.2 | 632.2 | 41.4 | 0.2 | 12.95
28271 | ADELANTO 2 1 | 28849 | VICTORVILLE 7 3 | 1 | Closed | Line | NO | -103.2 | -4.2 | 103.3 | 252.9 | 41.4 | 1.05 | 4.29
11071 | LONGVIEW 5 2 | 10036 | LONGVIEW 2 3 | 1 | Closed | Line | NO | 102.3 | 24.4 | 105.2 | 254.3 | 41.4 | 0.05 | 0.03
60278 | DENVER 10 5 | 60675 | BOULDER 9 2 | 1 | Closed | Line | NO | -267.8 | -29.7 | 269.4 | 654 | 41.4 | 1.1 | -0.11
28059 | COSTA MESA 1 1 | 28062 | COSTA MESA 1 4 | 1 | Closed | TransformerWinding | YES | 225.8 | -25.4 | 227.2 | 551.5 | 41.4 | 0.12 | 7.7
28373 | MORENO VALLEY 1 1 | 28555 | CALIMESA 1 | 1 | Closed | Line | NO | -104.4 | 7.7 | 104.7 | 255.2 | 41.4 | 0.38 | -4.76
30046 | CARSON CITY 3 2 | 30045 | CARSON CITY 3 1 | 1 | Closed | Transformer | YES | -123.4 | -125.2 | 175.8 | 446.1 | 41.4 | 0.16 | 11.83
25198 | CANOGA PARK 2 2 | 25197 | CANOGA PARK 2 1 | 1 | Closed | Transformer | YES | -200.2 | 2.8 | 200.2 | 485.1 | 41.4 | 0.23 | 10.65
20051 | REDDING 3 2 | 20462 | REDDING 9 1 | 1 | Closed | Line | NO | -110.2 | -1.1 | 110.2 | 267 | 41.3 | 0.21 | 0.4
25549 | COMPTON 5 1 | 25491 | WILMINGTON 1 1 | 1 | Closed | Line | NO | 89.7 | 34.3 | 96 | 232.4 | 41.3 | 0.05 | -0.33
60301 | FORT COLLINS 5 1 | 60886 | WELLINGTON 4 3 | 1 | Closed | Line | NO | -269.3 | -25.4 | 270.5 | 663 | 41.3 | 2.24 | 11.63
28116 | TUSTIN 2 1 | 28113 | IRVINE 1 1 | 1 | Closed | Line | NO | 71.4 | 65.3 | 96.8 | 234.2 | 41.3 | 0.1 | 0.55
40450 | MESA 25 2 | 40464 | APACHE JUNCTION 3 1 | 2 | Closed | Line | NO | -86.9 | 1.8 | 87 | 210.7 | 41.3 | 0.09 | 0.34
40450 | MESA 25 2 | 40464 | APACHE JUNCTION 3 1 | 3 | Closed | Line | NO | -86.9 | 1.8 | 87 | 210.7 | 41.3 | 0.09 | 0.34
40450 | MESA 25 2 | 40464 | APACHE JUNCTION 3 1 | 1 | Closed | Line | NO | -86.9 | 1.8 | 87 | 210.7 | 41.3 | 0.09 | 0.34
21457 | SAN JOSE 8 3 | 21436 | CAMPBELL 2 1 | 1 | Closed | Line | NO | 4.6 | 85 | 85.1 | 206.1 | 41.3 | 0.1 | 0.36
50251 | SPANISH FORK 1 1 | 50425 | PAYSON 3 2 | 1 | Closed | Line | NO | -131.2 | -9.4 | 131.5 | 319 | 41.3 | 0.13 | 0.42
10463 | KENT 8 2 | 10462 | KENT 8 1 | 3 | Closed | Transformer | YES | -264.3 | -6.9 | 264.4 | 642 | 41.3 | 0.19 | 9.42
10463 | KENT 8 2 | 10462 | KENT 8 1 | 2 | Closed | Transformer | YES | -264.3 | -6.9 | 264.4 | 642 | 41.3 | 0.19 | 9.42
10463 | KENT 8 2 | 10462 | KENT 8 1 | 1 | Closed | Transformer | YES | -264.3 | -6.9 | 264.4 | 642 | 41.3 | 0.19 | 9.42
60867 | CRAIG 2 1 | 60873 | CRAIG 2 7 | 1 | Closed | Transformer | YES | -473.5 | -29.8 | 474.4 | 1156.3 | 41.3 | 0.43 | 25.54
25157 | THOUSAND OAKS 2 2 | 25159 | THOUSAND OAKS 2 4 | 1 | Closed | TransformerWinding | YES | -199.3 | -7.9 | 199.4 | 483.7 | 41.2 | 0.01 | 0.56
60867 | CRAIG 2 1 | 60872 | CRAIG 2 6 | 1 | Closed | Transformer | YES | -473.7 | -36.5 | 475.1 | 1157.2 | 41.2 | 0.27 | 18.86
29040 | HUNTINGTON BEACH 7 2 | 28074 | SANTA ANA 3 1 | 1 | Closed | Line | NO | 574.6 | 127.6 | 588.6 | 1427.5 | 41.2 | 0.48 | 1.17
20167 | OROVILLE 3 3 | 20380 | STRAWBERRY VALLEY 4 2 | 1 | Closed | Line | NO | -107.3 | 12.7 | 108.1 | 265.2 | 41.2 | 0.67 | -4.43
13394 | REDMOND 5 1 | 13397 | BEND 4 2 | 1 | Closed | Line | NO | 112.5 | 0.1 | 112.5 | 272.8 | 41.2 | 0.32 | 0.99
25524 | LOS ANGELES 64 1 | 25591 | PASADENA 1 1 | 1 | Closed | Line | NO | -89.4 | 46.8 | 100.9 | 244.8 | 41.2 | 0.19 | 0.74
28144 | CHINO HILLS 2 2 | 28933 | ONTARIO 9 1 | 1 | Closed | Line | NO | -99.6 | -21.8 | 102 | 248.2 | 41.2 | 0.42 | -0.96
28849 | VICTORVILLE 7 3 | 28341 | HESPERIA 2 1 | 1 | Closed | Line | NO | 120.6 | 14.8 | 121.5 | 295.3 | 41.2 | 0.77 | 0.81
28849 | VICTORVILLE 7 3 | 28341 | HESPERIA 2 1 | 2 | Closed | Line | NO | 120.6 | 14.8 | 121.5 | 295.3 | 41.2 | 0.77 | 0.81
28849 | VICTORVILLE 7 3 | 28341 | HESPERIA 2 1 | 3 | Closed | Line | NO | 120.6 | 14.8 | 121.5 | 295.3 | 41.2 | 0.77 | 0.81
60725 | DENVER 55 2 | 60370 | DENVER 34 1 | 1 | Closed | Line | NO | 265.4 | 51.1 | 270.3 | 656.6 | 41.2 | 0.63 | 1.13
21643 | PITTSBURG 5 3 | 21645 | PITTSBURG 5 5 | 1 | Closed | TransformerWinding | YES | -193.4 | -12.5 | 193.8 | 470.8 | 41.2 | 0 | -0.15
60500 | COLORADO SPRINGS 14 1 | 60878 | FOUNTAIN 5 3 | 1 | Closed | Line | NO | -120.2 | 10.4 | 120.7 | 294.9 | 41.1 | 0.78 | 1.04
13313 | MOLALLA 1 | 13579 | ESTACADA 2 4 | 1 | Closed | Line | NO | -103 | -25 | 105.9 | 257.5 | 41.1 | 0.83 | -6.01
25812 | POMONA 6 2 | 25745 | LA PUENTE 3 1 | 1 | Closed | Line | NO | 96.8 | 21.6 | 99.1 | 241 | 41.1 | 0.26 | 0.56
10318 | SEATTLE 33 1 | 10309 | SEATTLE 27 1 | 1 | Closed | Line | NO | 111.7 | 29.6 | 115.5 | 280.9 | 41.1 | 0.15 | 0.6
10318 | SEATTLE 33 1 | 10309 | SEATTLE 27 1 | 2 | Closed | Line | NO | 111.7 | 29.6 | 115.5 | 280.9 | 41.1 | 0.15 | 0.6
28796 | RANCHO CUCAMONGA 8 3 | 28795 | RANCHO CUCAMONGA 8 2 | 1 | Closed | Transformer | YES | -194.7 | -5 | 194.7 | 475.9 | 41.1 | 0.19 | 13.32
60732 | BRUSH 2 2 | 60813 | BRUSH 4 1 | 1 | Closed | Line | NO | 77.4 | -7 | 77.7 | 188.8 | 41.1 | 0.13 | -0.05
23243 | VISALIA 5 1 | 23437 | FRESNO 25 2 | 1 | Closed | Line | NO | -112.4 | -27.1 | 115.6 | 281.1 | 41.1 | 0.49 | -16.08
60695 | ALAMOSA 2 2 | 60694 | ALAMOSA 2 1 | 1 | Closed | Transformer | YES | -72.1 | 7.6 | 72.5 | 176.3 | 41.1 | 0.05 | 2.08
21317 | HAYWARD 3 1 | 21293 | HAYWARD 1 1 | 1 | Closed | Line | NO | -78.9 | -50.4 | 93.6 | 227.7 | 41.1 | 0.19 | -0.39
60851 | ARVADA 10 2 | 60773 | ARVADA 9 1 | 2 | Closed | Line | NO | 81.4 | 12.7 | 82.4 | 200.4 | 41.1 | 0.03 | 0.09
60851 | ARVADA 10 2 | 60773 | ARVADA 9 1 | 1 | Closed | Line | NO | 81.4 | 12.7 | 82.4 | 200.4 | 41.1 | 0.03 | 0.09
28799 | ONTARIO 8 1 | 28802 | ONTARIO 8 4 | 1 | Closed | TransformerWinding | YES | 253.6 | 30.6 | 255.4 | 621.4 | 41.1 | 0.44 | 23.66
20424 | YUBA CITY 6 2 | 20427 | YUBA CITY 6 5 | 1 | Closed | TransformerWinding | YES | -625.8 | 20.1 | 626.2 | 1523.3 | 41.1 | 0.05 | 4.14
60063 | MEEKER 1 | 60869 | CRAIG 2 3 | 1 | Closed | Line | NO | -74.8 | 11 | 75.6 | 186.8 | 41.1 | 1.35 | 1.47
60570 | AULT 2 | 60643 | GROVER 4 | 1 | Closed | Line | NO | -73.5 | 9.6 | 74.1 | 183.5 | 41.1 | 1.77 | 4.63
10408 | BOTHELL 3 1 | 10409 | BOTHELL 4 1 | 1 | Closed | Line | NO | -117.1 | -22.5 | 119.3 | 290.8 | 41.1 | 0.14 | 0.54
50005 | SAINT GEORGE 2 1 | 50010 | SAINT GEORGE 4 1 | 1 | Closed | Line | NO | -127.4 | -15.1 | 128.3 | 312.7 | 41.1 | 0.11 | 0.37
21745 | GILROY 4 2 | 21747 | GILROY 4 4 | 1 | Closed | TransformerWinding | YES | -196.6 | -2.6 | 196.6 | 479.7 | 41.1 | 0.13 | 8.1
21308 | LAFAYETTE 1 1 | 21331 | PLEASANT HILL 2 1 | 1 | Closed | Line | NO | -106.4 | 11.7 | 107 | 262.4 | 41.1 | 0.53 | -1.37
25598 | LOS ANGELES 79 1 | 25563 | SOUTH GATE 3 1 | 1 | Closed | Line | NO | 39.8 | 83.1 | 92.2 | 224.4 | 41.1 | 0.06 | 0.04
60271 | BROOMFIELD 4 1 | 60676 | BOULDER 9 3 | 1 | Closed | Line | NO | -70.9 | -21.9 | 74.2 | 181.8 | 41.1 | 0.21 | 0.7
28246 | RANCHO CUCAMONGA 6 1 | 28267 | FONTANA 8 1 | 1 | Closed | Line | NO | 103.9 | -10.4 | 104.4 | 254.4 | 41 | 0.24 | 0.57
28966 | HEBER 3 2 | 28973 | HEBER 3 9 | 1 | Closed | Transformer | YES | -25.6 | 1.5 | 25.6 | 62.5 | 41 | 0.05 | 1.52
40310 | TEMPE 3 1 | 40324 | SCOTTSDALE 6 2 | 1 | Closed | Line | NO | -41.8 | 42.7 | 59.8 | 153.2 | 41 | 0.1 | -4.15
40429 | FLAGSTAFF 3 2 | 40473 | FLAGSTAFF 5 1 | 1 | Closed | Line | NO | 80.4 | 16.4 | 82 | 200 | 41 | 1.03 | 2.46
40462 | SAN TAN VALLEY 3 1 | 40776 | PHOENIX 72 2 | 1 | Closed | Line | NO | -69.2 | -21.2 | 72.3 | 176.4 | 41 | 0.51 | -5.04
25195 | CANOGA PARK 1 2 | 25220 | TARZANA 1 1 | 1 | Closed | Line | NO | 90.8 | 41.8 | 99.9 | 243.7 | 41 | 0.19 | 0.57
40189 | PHOENIX 17 2 | 40245 | PHOENIX 50 1 | 1 | Closed | Line | NO | 75.5 | 28.4 | 80.7 | 196.8 | 41 | 0.15 | 0.2
40189 | PHOENIX 17 2 | 40245 | PHOENIX 50 1 | 2 | Closed | Line | NO | 75.5 | 28.4 | 80.7 | 196.8 | 41 | 0.15 | 0.2
60753 | COMMERCE CITY 3 2 | 60752 | COMMERCE CITY 3 1 | 1 | Closed | Transformer | YES | -282.4 | -174.2 | 331.8 | 848.6 | 41 | 0.42 | 28.42
13257 | STAYTON 1 | 13355 | LYONS 1 3 | 1 | Closed | Line | NO | -100.3 | -17.3 | 101.7 | 250.9 | 41 | 0.85 | 1.55
10347 | SEATTLE 42 2 | 10436 | BELLEVUE 4 1 | 1 | Closed | Line | NO | 76 | -66 | 100.7 | 245.8 | 41 | 0.03 | 0.1
40440 | MESA 21 2 | 40417 | MESA 15 1 | 1 | Closed | Line | NO | 50.3 | 52 | 72.4 | 176.6 | 41 | 0.24 | 0.03
25651 | LONG BEACH 22 1 | 25607 | LAKEWOOD 7 1 | 1 | Closed | Line | NO | -71.7 | -62.3 | 95 | 231.8 | 41 | 0.08 | -0.21
40094 | LITCHFIELD PARK 2 1 | 40106 | SURPRISE 3 3 | 1 | Closed | Line | NO | -63.7 | 28.9 | 69.9 | 170.8 | 40.9 | 0.22 | 0.56
21734 | SAN JOSE 46 2 | 21442 | SAN JOSE 6 2 | 1 | Closed | Line | NO | 88.6 | 56.4 | 105 | 256.4 | 40.9 | 0.07 | 0.3
28163 | MONTCLAIR 2 1 | 28232 | RANCHO CUCAMONGA 5 1 | 1 | Closed | Line | NO | 101.3 | -18.4 | 102.9 | 251.5 | 40.9 | 0.14 | 0.03
28459 | APPLE VALLEY 1 2 | 28458 | APPLE VALLEY 1 1 | 1 | Closed | Transformer | YES | -186 | -42.8 | 190.9 | 468.6 | 40.9 | 0.06 | 3.51
21197 | ALAMEDA 2 1 | 21262 | OAKLAND 16 2 | 1 | Closed | Line | NO | -102.6 | -7.9 | 102.9 | 251.9 | 40.9 | 0.09 | 0.03
20343 | AUBURN 9 1 | 20344 | AUBURN 9 2 | 1 | Closed | Transformer | YES | -23.2 | -8.8 | 24.8 | 61.9 | 40.9 | 0.04 | 1.27
40957 | GILA BEND 6 2 | 40956 | GILA BEND 6 1 | 1 | Closed | Transformer | YES | -599.5 | -139.1 | 615.5 | 1521.9 | 40.8 | 0.36 | 23.77
28849 | VICTORVILLE 7 3 | 28848 | VICTORVILLE 7 2 | 1 | Closed | Transformer | YES | -244 | -34 | 246.4 | 607.2 | 40.8 | 0.16 | 9.07
28849 | VICTORVILLE 7 3 | 28848 | VICTORVILLE 7 2 | 3 | Closed | Transformer | YES | -244 | -34 | 246.4 | 607.2 | 40.8 | 0.16 | 9.07
28849 | VICTORVILLE 7 3 | 28848 | VICTORVILLE 7 2 | 2 | Closed | Transformer | YES | -244 | -34 | 246.4 | 607.2 | 40.8 | 0.16 | 9.07
10158 | TACOMA 2 2 | 10184 | LAKEWOOD 5 1 | 1 | Closed | Line | NO | -96.5 | -32.6 | 101.9 | 249.6 | 40.8 | 0.14 | -0.6
30429 | NORTH LAS VEGAS 11 1 | 30432 | NORTH LAS VEGAS 11 4 | 1 | Closed | TransformerWinding | YES | 259.8 | 45.5 | 263.8 | 646.2 | 40.8 | 0.39 | 22.94
11071 | LONGVIEW 5 2 | 11070 | LONGVIEW 5 1 | 1 | Closed | Transformer | YES | -187 | -25.5 | 188.7 | 467.1 | 40.8 | 0.15 | 10.8
60561 | COLORADO SPRINGS 32 1 | 60777 | FOUNTAIN 4 4 | 1 | Closed | Line | NO | -74.3 | -3.6 | 74.4 | 183.3 | 40.8 | 0.34 | 0.4
25875 | CARSON 7 2 | 25874 | CARSON 7 1 | 1 | Closed | Transformer | YES | -247.7 | -33.8 | 249.9 | 617.6 | 40.8 | 0.2 | 11.03
25875 | CARSON 7 2 | 25874 | CARSON 7 1 | 3 | Closed | Transformer | YES | -247.7 | -33.8 | 249.9 | 617.6 | 40.8 | 0.2 | 11.03
25875 | CARSON 7 2 | 25874 | CARSON 7 1 | 2 | Closed | Transformer | YES | -247.7 | -33.8 | 249.9 | 617.6 | 40.8 | 0.2 | 11.03
40819 | CHANDLER 14 1 | 40823 | CHANDLER 14 5 | 1 | Closed | TransformerWinding | YES | 646.1 | -13.3 | 646.3 | 1586.5 | 40.8 | 0.32 | 25.76
28304 | LAKE ELSINORE 2 1 | 28429 | SUN CITY 2 2 | 1 | Closed | Line | NO | -101.2 | 12.9 | 102.1 | 250.6 | 40.8 | 0.12 | 0.23
13105 | SALEM 5 1 | 13138 | SALEM 10 1 | 1 | Closed | Line | NO | 27.5 | 76.2 | 81 | 198.8 | 40.8 | 0.09 | 0.16
21550 | SAN JOSE 39 3 | 23076 | MODESTO 1 1 | 1 | Closed | Line | NO | -100.7 | -2.8 | 100.7 | 250.1 | 40.8 | 0.85 | -11.9
13365 | SANDY 1 3 | 13357 | GRESHAM 4 1 | 1 | Closed | Line | NO | 115.9 | 14.2 | 116.7 | 286.7 | 40.7 | 1.06 | 2.44
40899 | GILBERT 12 2 | 40898 | GILBERT 12 1 | 1 | Closed | Transformer | YES | -698.5 | -138.4 | 712 | 1775.3 | 40.7 | 0.6 | 45.61
40899 | GILBERT 12 2 | 40898 | GILBERT 12 1 | 3 | Closed | Transformer | YES | -698.5 | -138.4 | 712 | 1775.3 | 40.7 | 0.6 | 45.61
40899 | GILBERT 12 2 | 40898 | GILBERT 12 1 | 2 | Closed | Transformer | YES | -698.5 | -138.4 | 712 | 1775.3 | 40.7 | 0.6 | 45.61
21517 | SAN JOSE 24 1 | 21532 | SAN JOSE 31 2 | 1 | Closed | Line | NO | -87.3 | -53 | 102.1 | 250.9 | 40.7 | 0.05 | 0.03
10459 | REDMOND 2 1 | 11075 | PATEROS 2 | 1 | Closed | Line | NO | -587.2 | -35.3 | 588.3 | 1472.1 | 40.7 | 11.72 | -17.03
10903 | BICKLETON 2 1 | 10904 | BICKLETON 2 2 | 1 | Closed | Transformer | YES | -37.1 | 4.9 | 37.4 | 91.9 | 40.7 | 0.05 | 1.4
74219 | BOISE 14 2 | 74218 | BOISE 14 1 | 1 | Closed | Transformer | YES | -187.6 | -21.4 | 188.8 | 467.8 | 40.7 | 0.18 | 9.85
30380 | LAS VEGAS 73 2 | 30379 | LAS VEGAS 73 1 | 3 | Closed | Transformer | YES | -227.3 | -82.2 | 241.7 | 602.1 | 40.7 | 0.13 | 8.68
30380 | LAS VEGAS 73 2 | 30379 | LAS VEGAS 73 1 | 1 | Closed | Transformer | YES | -227.3 | -82.2 | 241.7 | 602.1 | 40.7 | 0.13 | 8.68
30380 | LAS VEGAS 73 2 | 30379 | LAS VEGAS 73 1 | 2 | Closed | Transformer | YES | -227.3 | -82.2 | 241.7 | 602.1 | 40.7 | 0.13 | 8.68
21296 | SAN LEANDRO 4 1 | 21287 | SAN LORENZO 1 1 | 1 | Closed | Line | NO | 75.4 | -56.4 | 94.2 | 231.6 | 40.7 | 0.05 | 0.1
60488 | AURORA 11 1 | 60832 | KEENESBURG 2 3 | 2 | Closed | Line | NO | -84.7 | -17.1 | 86.4 | 212.6 | 40.7 | 0.62 | -12.28
60488 | AURORA 11 1 | 60832 | KEENESBURG 2 3 | 3 | Closed | Line | NO | -84.7 | -17.1 | 86.4 | 212.6 | 40.7 | 0.62 | -12.28
60488 | AURORA 11 1 | 60832 | KEENESBURG 2 3 | 1 | Closed | Line | NO | -84.7 | -17.1 | 86.4 | 212.6 | 40.7 | 0.62 | -12.28
21176 | SAN MATEO 2 1 | 21127 | SAN BRUNO 2 1 | 1 | Closed | Line | NO | -73.5 | -20.8 | 76.3 | 188.2 | 40.6 | 0.07 | 0.18
25931 | NORWALK 4 2 | 25586 | BELL GARDENS 2 1 | 1 | Closed | Line | NO | 98.1 | 23.7 | 100.9 | 248.5 | 40.6 | 0.15 | 0.48
21485 | SAN JOSE 14 1 | 21516 | SAN JOSE 23 3 | 1 | Closed | Line | NO | 50.5 | 77.4 | 92.4 | 229.3 | 40.6 | 0.12 | -0.97
13576 | ESTACADA 2 1 | 13577 | ESTACADA 2 2 | 1 | Closed | Transformer | YES | -23.3 | -5.6 | 23.9 | 60.2 | 40.6 | 0.05 | 1.68
23041 | STOCKTON 7 1 | 23271 | LODI 4 2 | 1 | Closed | Line | NO | -108.3 | -22.6 | 110.6 | 274.1 | 40.6 | 0.43 | 1.01
53138 | LAS CRUCES 6 1 | 53227 | DEMING 2 2 | 1 | Closed | Line | NO | -76.7 | -6.9 | 77 | 193.7 | 40.6 | 0.96 | -19.32
13167 | SALEM 12 1 | 13227 | HUBBARD 2 | 1 | Closed | Line | NO | -103.9 | 12.3 | 104.6 | 260 | 40.6 | 0.38 | -4.14
25237 | SANTA CLARITA 1 1 | 25235 | GRANADA HILLS 2 1 | 1 | Closed | Line | NO | 98.4 | 16.3 | 99.7 | 245.7 | 40.6 | 0.1 | 0.29
28009 | STANTON 1 1 | 28024 | ANAHEIM 2 2 | 1 | Closed | Line | NO | -168.2 | 34 | 171.6 | 423.6 | 40.6 | 0.77 | 2.89
20298 | MAXWELL 3 | 20297 | MAXWELL 2 | 1 | Closed | Transformer | YES | -192.4 | 8.2 | 192.6 | 474.8 | 40.6 | 0.13 | 8.12
20236 | ORANGEVALE 1 | 20208 | ROSEVILLE 3 1 | 1 | Closed | Line | NO | 59.4 | -70.2 | 92 | 227.5 | 40.6 | 0.12 | 0.42
40311 | TEMPE 4 1 | 40236 | PHOENIX 45 2 | 1 | Closed | Line | NO | -99.1 | -52.9 | 112.3 | 277.8 | 40.5 | 0.13 | 0.38
28409 | SAN DIEGO 5 1 | 28450 | SAN DIEGO 12 1 | 1 | Closed | Line | NO | -82.4 | -53.6 | 98.3 | 243.4 | 40.5 | 0.15 | 0.39
60459 | CASTLE ROCK 4 1 | 60440 | CASTLE ROCK 3 2 | 1 | Closed | Line | NO | -66.3 | -23.7 | 70.4 | 174.9 | 40.5 | 0.37 | 0.3
28626 | HEMET 6 2 | 28612 | HEMET 4 1 | 1 | Closed | Line | NO | 102.9 | 8.5 | 103.3 | 254.9 | 40.5 | 0.25 | 0.62
53178 | AZTEC 1 | 53279 | BLOOMFIELD 2 2 | 1 | Closed | Line | NO | -77.5 | 1 | 77.5 | 192.8 | 40.4 | 0.45 | 0.12
40555 | TUCSON 38 2 | 40564 | TUCSON 43 1 | 1 | Closed | Line | NO | 68.5 | 17.3 | 70.6 | 174.7 | 40.4 | 0.16 | 0.37
80049 | EL PASO 29 2 | 80045 | EL PASO 27 1 | 1 | Closed | Line | NO | 218.7 | 141.6 | 260.5 | 644.6 | 40.4 | 0.81 | 3.18
60676 | BOULDER 9 3 | 60178 | BOULDER 5 1 | 1 | Closed | Line | NO | 73.8 | 0.1 | 73.8 | 182.5 | 40.4 | 0.12 | 0.22
28301 | RIALTO 4 2 | 28861 | SAN BERNARDINO 10 2 | 1 | Closed | Line | NO | -54.9 | -73.7 | 91.9 | 227.5 | 40.4 | 0.36 | -0.41
20266 | PLACERVILLE 1 1 | 20310 | CAMINO 3 | 1 | Closed | Line | NO | -101.4 | 13.2 | 102.3 | 253.7 | 40.4 | 0.29 | 0.75
26237 | GLENDALE 8 1 | 26126 | BURBANK 10 2 | 1 | Closed | Line | NO | -507.9 | -229.7 | 557.5 | 1384.3 | 40.4 | 0.42 | 2.52
10383 | MERCER ISLAND 1 | 10331 | SEATTLE 39 2 | 3 | Closed | Line | NO | -90.7 | -70.6 | 114.9 | 285.5 | 40.4 | 0.13 | 0.36
10383 | MERCER ISLAND 1 | 10331 | SEATTLE 39 2 | 1 | Closed | Line | NO | -90.7 | -70.6 | 114.9 | 285.5 | 40.4 | 0.13 | 0.36
10383 | MERCER ISLAND 1 | 10331 | SEATTLE 39 2 | 2 | Closed | Line | NO | -90.7 | -70.6 | 114.9 | 285.5 | 40.4 | 0.13 | 0.36
40213 | PHOENIX 29 1 | 40250 | PHOENIX 52 1 | 1 | Closed | Line | NO | 63.7 | -26.4 | 69 | 170.9 | 40.4 | 0.17 | -0.87
10777 | MOUNT VERNON 4 3 | 10244 | MOUNT VERNON 1 1 | 1 | Closed | Line | NO | 94.3 | 31.5 | 99.5 | 246.4 | 40.4 | 0.3 | 0.18
21538 | ANTIOCH 1 3 | 21571 | BRENTWOOD 1 1 | 1 | Closed | Line | NO | -104.2 | -1.5 | 104.2 | 258.4 | 40.4 | 0.12 | -0.18
13194 | WOODBURN 1 3 | 13196 | WOODBURN 2 1 | 1 | Closed | Line | NO | 104.3 | -9.5 | 104.7 | 259.4 | 40.4 | 0.65 | 1.7
28005 | BUENA PARK 2 1 | 28052 | GARDEN GROVE 7 1 | 1 | Closed | Line | NO | 99.9 | -24.8 | 103 | 255.1 | 40.4 | 0.17 | -0.47
25202 | WOODLAND HILLS 2 1 | 25188 | CALABASAS 2 1 | 1 | Closed | Line | NO | -97 | -20.3 | 99.1 | 245.9 | 40.4 | 0.1 | 0.05
20226 | GALT 2 5 | 20467 | HERALD 3 | 1 | Closed | Line | NO | -101.9 | 8.7 | 102.3 | 254.8 | 40.4 | 0.64 | 1.25
28417 | PERRIS 3 2 | 28373 | MORENO VALLEY 1 1 | 1 | Closed | Line | NO | 93.1 | 39.1 | 101 | 250.5 | 40.3 | 0.12 | 0.15
40891 | CHANDLER 16 2 | 40890 | CHANDLER 16 1 | 1 | Closed | Transformer | YES | -364.8 | -38.2 | 366.8 | 913.7 | 40.3 | 0.16 | 11.88
26105 | NEWHALL 3 2 | 26207 | NEWHALL 4 1 | 1 | Closed | Line | NO | 98.8 | -2.9 | 98.9 | 245.3 | 40.3 | 0.06 | 0.21
60258 | DENVER 6 1 | 60838 | DENVER 57 3 | 1 | Closed | Line | NO | -61.2 | -35.4 | 70.7 | 176.9 | 40.3 | 0.3 | 0.72
21642 | PITTSBURG 5 2 | 21641 | PITTSBURG 5 1 | 1 | Closed | Transformer | YES | -671.8 | -45.5 | 673.4 | 1677.1 | 40.3 | 0.3 | 23.58
21642 | PITTSBURG 5 2 | 21641 | PITTSBURG 5 1 | 2 | Closed | Transformer | YES | -671.8 | -45.5 | 673.4 | 1677.1 | 40.3 | 0.3 | 23.58
21642 | PITTSBURG 5 2 | 21641 | PITTSBURG 5 1 | 3 | Closed | Transformer | YES | -671.8 | -45.5 | 673.4 | 1677.1 | 40.3 | 0.3 | 23.58
28302 | RIVERSIDE 11 1 | 28432 | HIGHLAND 1 1 | 1 | Closed | Line | NO | -102.5 | -7.3 | 102.7 | 255.7 | 40.3 | 0.25 | 0.37
53136 | ALBUQUERQUE 26 2 | 53133 | ALBUQUERQUE 25 1 | 1 | Closed | Line | NO | 78.9 | 10.9 | 79.6 | 197.7 | 40.3 | 0.24 | -0.15
74207 | RATHDRUM 2 1 | 74210 | RATHDRUM 2 4 | 1 | Closed | TransformerWinding | YES | 242.1 | 35.6 | 244.7 | 607.7 | 40.3 | 0.28 | 20.24
25176 | OAK PARK 1 | 25187 | CALABASAS 1 1 | 1 | Closed | Line | NO | 100 | -5.6 | 100.2 | 248.8 | 40.3 | 0.27 | 0.32
60511 | AURORA 14 2 | 60513 | AURORA 14 4 | 1 | Closed | TransformerWinding | YES | 85.4 | 44.6 | 96.3 | 250 | 40.3 | -0.24 | -8.27
20298 | MAXWELL 3 | 20053 | WILLIAMS 1 1 | 1 | Closed | Line | NO | 103.2 | -4.3 | 103.3 | 256.7 | 40.2 | 1.05 | 0.21
60597 | FORT MORGAN 1 | 60813 | BRUSH 4 1 | 1 | Closed | Line | NO | -81 | -5.2 | 81.1 | 202.7 | 40.2 | 0.34 | 0.65
60597 | FORT MORGAN 1 | 60813 | BRUSH 4 1 | 2 | Closed | Line | NO | -81 | -5.2 | 81.1 | 202.7 | 40.2 | 0.34 | 0.65
10917 | ROCKPORT 3 2 | 10769 | ROCKPORT 1 1 | 1 | Closed | Line | NO | 548.4 | -74.6 | 553.5 | 1376.2 | 40.2 | 1.1 | 4.44
13210 | BEAVERTON 6 2 | 13260 | PORTLAND 12 1 | 1 | Closed | Line | NO | -102.3 | 0.2 | 102.3 | 255.4 | 40.2 | 0.44 | 0.65
10843 | LAKEBAY 2 2 | 10842 | LAKEBAY 2 1 | 1 | Closed | Transformer | YES | -179.3 | -28.9 | 181.6 | 456 | 40.2 | 0.14 | 8.36
13295 | PORTLAND 27 1 | 13265 | PORTLAND 15 3 | 1 | Closed | Line | NO | -95.2 | 34.4 | 101.3 | 251.9 | 40.2 | 0.1 | 0.32
28036 | ANAHEIM 4 2 | 28045 | GARDEN GROVE 4 1 | 1 | Closed | Line | NO | 88.6 | 44.9 | 99.4 | 247.3 | 40.2 | 0.08 | 0.16
25578 | LONG BEACH 11 2 | 25673 | NORWALK 2 1 | 1 | Closed | Line | NO | 94.7 | -14 | 95.7 | 238.2 | 40.2 | 0.17 | -2.5
26070 | CARSON 8 6 | 25989 | WILMINGTON 3 3 | 1 | Closed | Line | NO | -88.7 | -35.1 | 95.4 | 237.7 | 40.2 | 0.08 | -0.02
29076 | ANAHEIM 15 2 | 28875 | ANAHEIM 14 2 | 1 | Closed | Line | NO | -0.2 | -65.8 | 65.8 | 163.9 | 40.2 | 0.03 | 0.01
70089 | UPTON 2 | 70093 | LUSK 1 | 1 | Closed | Line | NO | 105 | -17.6 | 106.5 | 265.2 | 40.1 | 2.98 | -3.17
80049 | EL PASO 29 2 | 80052 | EL PASO 29 5 | 1 | Closed | TransformerWinding | YES | 109.4 | 0 | 109.4 | 273.4 | 40.1 | 0.2 | 10.31
25797 | POMONA 1 3 | 26023 | POMONA 7 2 | 1 | Closed | Line | NO | -66.4 | -68.1 | 95.1 | 237.1 | 40.1 | 0.19 | -0.09
60787 | PUEBLO 13 3 | 60582 | PUEBLO 11 3 | 1 | Closed | Line | NO | 69.9 | 15.3 | 71.6 | 178.3 | 40.1 | 0.13 | -0.36
60292 | DENVER 11 1 | 60259 | DENVER 7 1 | 1 | Closed | Line | NO | -91.2 | 6.4 | 91.4 | 228 | 40.1 | 0.05 | 0.1
10267 | YACOLT 1 | 10814 | AMBOY 2 | 1 | Closed | Line | NO | -102.9 | -5.2 | 103 | 258.8 | 40.1 | 0.72 | 0.33
21002 | HEALDSBURG 1 | 21001 | GUERNEVILLE 2 | 1 | Closed | Line | NO | 103.1 | 6.5 | 103.3 | 258 | 40.1 | 0.21 | -4.36
28979 | SAN DIEGO 52 2 | 28978 | SAN DIEGO 52 1 | 1 | Closed | Transformer | YES | -243.2 | -19.7 | 244 | 612.6 | 40.1 | 0.24 | 11.99
28979 | SAN DIEGO 52 2 | 28978 | SAN DIEGO 52 1 | 3 | Closed | Transformer | YES | -243.2 | -19.7 | 244 | 612.6 | 40.1 | 0.24 | 11.99
28979 | SAN DIEGO 52 2 | 28978 | SAN DIEGO 52 1 | 2 | Closed | Transformer | YES | -243.2 | -19.7 | 244 | 612.6 | 40.1 | 0.24 | 11.99
25646 | LONG BEACH 21 1 | 26081 | CARSON 9 2 | 1 | Closed | Line | NO | -92.9 | 15.4 | 94.2 | 236.1 | 40.1 | 0.11 | -1.52
13221 | PORTLAND 4 2 | 13176 | BEAVERTON 2 1 | 1 | Closed | Line | NO | 102.7 | -1.7 | 102.7 | 256.4 | 40.1 | 0.06 | 0.14
13293 | PORTLAND 25 1 | 13294 | PORTLAND 26 1 | 1 | Closed | Line | NO | -104 | 1.7 | 104 | 260 | 40 | 0.05 | -0.09
28996 | COACHELLA 3 4 | 28682 | COACHELLA 1 1 | 1 | Closed | Line | NO | 102.4 | 12.7 | 103.2 | 257.8 | 40 | 0.34 | 1
11049 | VANCOUVER 18 2 | 11048 | VANCOUVER 18 1 | 1 | Closed | Transformer | YES | -219.8 | 77.7 | 233.1 | 582.3 | 40 | 0.21 | 10.87
40217 | PHOENIX 32 1 | 40231 | PHOENIX 42 2 | 1 | Closed | Line | NO | 59.8 | 35.2 | 69.4 | 176.4 | 40 | 0.18 | -2.61
74304 | MALTA 1 1 | 74305 | MALTA 1 2 | 1 | Closed | Transformer | YES | -26.4 | 1.2 | 26.4 | 66.1 | 40 | 0.04 | 1.2
25217 | PORTER RANCH 2 1 | 25203 | CHATSWORTH 1 1 | 1 | Closed | Line | NO | -97.4 | 9.3 | 97.8 | 244.9 | 40 | 0.31 | 1.07
20132 | MARYSVILLE 6 2 | 20183 | ROSEVILLE 2 1 | 1 | Closed | Line | NO | 105 | 3.3 | 105.1 | 262.6 | 40 | 0.79 | -4.9
21096 | BELVEDERE TIBURON 1 | 21151 | RICHMOND 1 3 | 1 | Closed | Line | NO | -97.5 | -26.5 | 101 | 253.3 | 40 | 0.21 | 0.47
10276 | EDMONDS 2 2 | 10275 | EDMONDS 2 1 | 3 | Closed | Transformer | YES | -244.5 | 25 | 245.7 | 614.7 | 40 | 0.2 | 11.35
10276 | EDMONDS 2 2 | 10275 | EDMONDS 2 1 | 1 | Closed | Transformer | YES | -244.5 | 25 | 245.7 | 614.7 | 40 | 0.2 | 11.35
10276 | EDMONDS 2 2 | 10275 | EDMONDS 2 1 | 2 | Closed | Transformer | YES | -244.5 | 25 | 245.7 | 614.7 | 40 | 0.2 | 11.35
10037 | CHEHALIS 1 1 | 10053 | OLYMPIA 7 1 | 1 | Closed | Line | NO | 101.7 | -6.8 | 101.9 | 255 | 40 | 0.59 | -19.97
60028 | CLIFTON 2 2 | 60017 | GRAND JUNCTION 2 2 | 2 | Closed | Line | NO | -80.4 | -7.3 | 80.8 | 202.5 | 39.9 | 0.1 | 0.41
60028 | CLIFTON 2 2 | 60017 | GRAND JUNCTION 2 2 | 1 | Closed | Line | NO | -80.4 | -7.3 | 80.8 | 202.5 | 39.9 | 0.1 | 0.41
28341 | HESPERIA 2 1 | 28348 | HESPERIA 4 1 | 1 | Closed | Line | NO | 102.1 | 6.3 | 102.3 | 256.2 | 39.9 | 0.3 | 0.35
10858 | CENTRALIA 2 3 | 10857 | CENTRALIA 2 2 | 1 | Closed | Transformer | YES | -183.2 | -30.7 | 185.7 | 470 | 39.9 | 0.11 | 9.52
40444 | CASA GRANDE 4 2 | 40446 | CASA GRANDE 4 4 | 1 | Closed | TransformerWinding | YES | -20.2 | -12.4 | 23.6 | 61 | 39.9 | 0.05 | 1.23
28553 | CHULA VISTA 4 1 | 28599 | CHULA VISTA 6 2 | 1 | Closed | Line | NO | -96.2 | -31.7 | 101.2 | 254.2 | 39.9 | 0.16 | 0.25
21026 | SANTA ROSA 4 1 | 20493 | MIDDLETOWN 6 10 | 1 | Closed | Line | NO | -568.7 | -38.4 | 570 | 1433.5 | 39.9 | 2.92 | -13.38
26126 | BURBANK 10 2 | 25287 | PANORAMA CITY 2 1 | 1 | Closed | Line | NO | 370.5 | 358.2 | 515.3 | 1294 | 39.9 | 0.34 | -1.95
10093 | VANCOUVER 3 1 | 13147 | SCAPPOOSE 1 | 1 | Closed | Line | NO | -94.1 | 36.3 | 100.9 | 258.1 | 39.9 | 0.33 | -4.73
40675 | EAGAR 1 | 40672 | SPRINGERVILLE 1 1 | 1 | Closed | Line | NO | -69.3 | 1.1 | 69.3 | 175.5 | 39.9 | 0.66 | 2.1
77233 | POLSON 2 2 | 77235 | POLSON 2 4 | 1 | Closed | TransformerWinding | YES | -156.1 | 34.7 | 159.9 | 404.8 | 39.9 | -0.11 | -6.82
28582 | YUCAIPA 1 2 | 28583 | YUCAIPA 2 1 | 1 | Closed | Line | NO | 101.1 | 11.5 | 101.7 | 255.2 | 39.9 | 0.6 | 1.1
20535 | BIG BEND 2 1 | 20537 | BIG BEND 2 3 | 1 | Closed | Transformer | YES | -27.3 | 3.3 | 27.6 | 69.1 | 39.9 | 0.05 | 1.61
60579 | ELBERT 1 | 60534 | FRANKTOWN 3 | 1 | Closed | Line | NO | 72.5 | -4.3 | 72.6 | 182.2 | 39.8 | 0.45 | 1.1
25609 | LONG BEACH 17 1 | 28042 | FOUNTAIN VALLEY 2 1 | 1 | Closed | Line | NO | 94.8 | -17.4 | 96.4 | 242 | 39.8 | 0.1 | 0.35
40159 | PHOENIX 9 1 | 40810 | GLENDALE 23 2 | 1 | Closed | Line | NO | -69.8 | -3.1 | 69.9 | 175.8 | 39.8 | 0.1 | 0.22
21382 | CONCORD 5 1 | 21649 | PITTSBURG 6 1 | 1 | Closed | Line | NO | -576.3 | -70.4 | 580.6 | 1457.7 | 39.8 | 1.41 | -13.55
28075 | SANTA ANA 3 2 | 28077 | SANTA ANA 3 4 | 1 | Closed | TransformerWinding | YES | -184.1 | 15.1 | 184.7 | 466.8 | 39.8 | -0.17 | -11.98
25274 | CANYON COUNTRY 2 3 | 26196 | CASTAIC 3 3 | 1 | Closed | Line | NO | -97.8 | 2.6 | 97.9 | 246.9 | 39.8 | 0.25 | -3.68
60421 | DENVER 50 1 | 60488 | AURORA 11 1 | 1 | Closed | Line | NO | -70.3 | 13.6 | 71.6 | 179.9 | 39.8 | 0.14 | 0.34
13082 | EUGENE 3 1 | 13582 | LOWELL 4 3 | 1 | Closed | Line | NO | -99.1 | -2.6 | 99.1 | 253.1 | 39.8 | 1.56 | 2.53
26171 | LONG BEACH 28 1 | 26176 | LONG BEACH 28 6 | 1 | Closed | Transformer | YES | -208.9 | 33.4 | 211.5 | 531.6 | 39.8 | 0.25 | 10.11
10386 | EVERETT 3 2 | 10277 | EDMONDS 3 1 | 1 | Closed | Line | NO | 95 | 4.5 | 95.1 | 239 | 39.8 | 0.27 | 1.01
26171 | LONG BEACH 28 1 | 26177 | LONG BEACH 28 7 | 1 | Closed | Transformer | YES | -209 | 30.1 | 211.1 | 531 | 39.8 | 0.13 | 6.75
60336 | BROOMFIELD 5 1 | 60402 | BRIGHTON 2 1 | 1 | Closed | Line | NO | -62.1 | 32.6 | 70.1 | 178.6 | 39.8 | 0.23 | -1.43
20357 | STRAWBERRY VALLEY 3 1 | 20325 | STRAWBERRY VALLEY 1 2 | 1 | Closed | Line | NO | 90.6 | 28.5 | 95 | 239 | 39.8 | 0.15 | 0.44
25380 | LOS ANGELES 19 1 | 25449 | LOS ANGELES 40 2 | 1 | Closed | Line | NO | -94.7 | 15.9 | 96 | 241.7 | 39.7 | 0.08 | -0.05
50002 | SANTA CLARA 9 1 | 30267 | MESQUITE 1 1 | 1 | Closed | Line | NO | 128.3 | -6 | 128.4 | 323.1 | 39.7 | 1.28 | -0.73
25825 | OXNARD 9 2 | 25828 | OXNARD 9 5 | 1 | Closed | TransformerWinding | YES | 226 | 31.4 | 228.2 | 574.2 | 39.7 | 0.55 | 31.95
23390 | STOCKTON 15 2 | 23389 | STOCKTON 15 1 | 1 | Closed | Transformer | YES | -184.5 | 4.7 | 184.6 | 465 | 39.7 | 0.18 | 10.97
25541 | LOS ANGELES 66 2 | 25471 | LOS ANGELES 48 1 | 1 | Closed | Line | NO | 53.5 | 71.4 | 89.2 | 224.5 | 39.7 | 0.05 | 0.09
13286 | PORTLAND 22 1 | 13295 | PORTLAND 27 1 | 1 | Closed | Line | NO | -99.5 | -13.1 | 100.4 | 253.1 | 39.7 | 0.17 | -0.21
10221 | TACOMA 13 1 | 10295 | FEDERAL WAY 4 2 | 1 | Closed | Line | NO | 94.3 | 33.1 | 100 | 252.7 | 39.7 | 0.23 | -1.91
40657 | VERNON 1 | 40762 | SAINT JOHNS 2 3 | 1 | Closed | Line | NO | -68.7 | 2.8 | 68.7 | 176.3 | 39.7 | 1.31 | 1.46
60848 | RIFLE 2 2 | 60847 | RIFLE 2 1 | 1 | Closed | Transformer | YES | -375.7 | 21.5 | 376.3 | 947.4 | 39.7 | 0.26 | 15.31
10924 | NORTH BEND 3 1 | 10925 | NORTH BEND 3 2 | 1 | Closed | Transformer | YES | -23.3 | 2.6 | 23.4 | 59 | 39.7 | 0.05 | 1.36
60590 | STRASBURG 1 | 60595 | WIGGINS 1 | 1 | Closed | Line | NO | -70.9 | 2.4 | 70.9 | 182.7 | 39.7 | 0.88 | -7.81
28404 | SAN DIEGO 4 2 | 28409 | SAN DIEGO 5 1 | 1 | Closed | Line | NO | 99.3 | -20.6 | 101.5 | 255.7 | 39.7 | 0.05 | 0.22
10116 | OAK HARBOR 1 1 | 10795 | ANACORTES 2 2 | 1 | Closed | Line | NO | -95.8 | -11 | 96.5 | 245.8 | 39.7 | 0.81 | 2.01
10190 | VANCOUVER 16 1 | 10476 | CARSON 1 1 | 1 | Closed | Line | NO | -100.8 | 1.5 | 100.8 | 256.5 | 39.7 | 0.41 | -9.27
74037 | COEUR D ALENE 3 2 | 74039 | COEUR D ALENE 3 4 | 1 | Closed | TransformerWinding | YES | -54.4 | -8.7 | 55 | 139.7 | 39.7 | 0.05 | 1.92
40113 | SUN CITY WEST 2 2 | 40094 | LITCHFIELD PARK 2 1 | 1 | Closed | Line | NO | 51.9 | 38.1 | 64.4 | 162.4 | 39.7 | 0.22 | -0.27
10781 | LONGVIEW 3 1 | 10782 | LONGVIEW 3 2 | 1 | Closed | Transformer | YES | -28 | 1.3 | 28.1 | 70.8 | 39.7 | 0.04 | 1.3
28447 | SAN DIEGO 10 1 | 28495 | SAN DIEGO 28 1 | 1 | Closed | Line | NO | 100.1 | 13.5 | 101 | 254.8 | 39.6 | 0.21 | 0.78
74047 | NAMPA 3 2 | 74046 | NAMPA 3 1 | 1 | Closed | Transformer | YES | -172.5 | -38.5 | 176.8 | 451.6 | 39.6 | 0.13 | 8.7
25804 | POMONA 3 2 | 25806 | POMONA 3 4 | 1 | Closed | TransformerWinding | YES | -192.7 | -2.1 | 192.7 | 486.5 | 39.6 | -0.14 | -10.17
25501 | LOS ANGELES 58 1 | 25402 | LOS ANGELES 24 2 | 2 | Closed | Line | NO | -111.1 | -31.6 | 115.5 | 292.1 | 39.6 | 0.07 | 0.25
25501 | LOS ANGELES 58 1 | 25402 | LOS ANGELES 24 2 | 1 | Closed | Line | NO | -111.1 | -31.6 | 115.5 | 292.1 | 39.6 | 0.07 | 0.25
25501 | LOS ANGELES 58 1 | 25402 | LOS ANGELES 24 2 | 3 | Closed | Line | NO | -111.1 | -31.6 | 115.5 | 292.1 | 39.6 | 0.07 | 0.25
13303 | PORTLAND 33 2 | 10177 | VANCOUVER 14 1 | 1 | Closed | Line | NO | 90.1 | 59.3 | 107.9 | 272.6 | 39.6 | 0.1 | 0.47
70137 | CHEYENNE 7 3 | 70136 | CHEYENNE 7 2 | 1 | Closed | Transformer | YES | -16.1 | -44.6 | 47.4 | 122.8 | 39.6 | 0.03 | 1.28
20397 | FOLSOM 3 2 | 20248 | FOLSOM 2 1 | 1 | Closed | Line | NO | 114.3 | 36.1 | 119.9 | 303.1 | 39.6 | 0.16 | 0.82
20397 | FOLSOM 3 2 | 20248 | FOLSOM 2 1 | 2 | Closed | Line | NO | 114.3 | 36.1 | 119.9 | 303.1 | 39.6 | 0.16 | 0.82
74073 | EAGLE 2 2 | 74072 | EAGLE 2 1 | 1 | Closed | Transformer | YES | -167.7 | -48.6 | 174.6 | 449.5 | 39.6 | 0.2 | 10.04
74174 | RIGBY 1 | 74279 | IDAHO FALLS 9 1 | 1 | Closed | Line | NO | -65.6 | -27.4 | 71.1 | 180 | 39.5 | 0.36 | -0.69
10960 | CENTERVILLE 1 4 | 13667 | CASCADE LOCKS 2 | 1 | Closed | Line | NO | 566.3 | 21.8 | 566.8 | 1433.5 | 39.5 | 5.01 | -23.78
25312 | SANTA CLARITA 3 2 | 26123 | MOJAVE 14 5 | 1 | Closed | Line | NO | -96.5 | 0.9 | 96.5 | 247 | 39.5 | 0.99 | -4.19
21302 | SANTA CRUZ 2 1 | 21299 | SANTA CRUZ 1 2 | 1 | Closed | Line | NO | -93.3 | 22.3 | 95.9 | 242.9 | 39.5 | 0.3 | 0.87
23086 | MODESTO 5 3 | 23421 | RIPON 3 1 | 1 | Closed | Line | NO | -112.4 | -15.5 | 113.5 | 287.1 | 39.5 | 0.13 | -1.28
28966 | HEBER 3 2 | 28972 | HEBER 3 8 | 1 | Closed | Transformer | YES | -26 | 1.4 | 26 | 65.8 | 39.5 | 0.05 | 1.4
20244 | FOLSOM 1 2 | 20219 | CITRUS HEIGHTS 4 1 | 1 | Closed | Line | NO | 102.5 | -4.9 | 102.6 | 259.6 | 39.5 | 0.03 | 0.03
60420 | DENVER 49 1 | 60394 | DENVER 41 1 | 1 | Closed | Line | NO | -57.9 | -36.6 | 68.5 | 173.5 | 39.5 | 0.03 | -1.17
28060 | COSTA MESA 1 2 | 28066 | COSTA MESA 3 1 | 1 | Closed | Line | NO | 97.2 | -16.3 | 98.5 | 249.4 | 39.5 | 0.07 | 0.08
28985 | RANCHO CUCAMONGA 9 3 | 28282 | RIVERSIDE 8 2 | 1 | Closed | Line | NO | 96.4 | 27.2 | 100.1 | 253.5 | 39.5 | 0.05 | 0.14
10957 | CENTERVILLE 1 1 | 10959 | CENTERVILLE 1 3 | 1 | Closed | Transformer | YES | -221.1 | -46.2 | 225.9 | 577.8 | 39.5 | 0.18 | 9.68
20088 | RIO VISTA 1 1 | 21677 | BIRDS LANDING 2 2 | 1 | Closed | Line | NO | -100.5 | 3.5 | 100.6 | 255.3 | 39.5 | 0.23 | 0.03
10192 | VANCOUVER 17 1 | 11001 | GOLDENDALE 5 2 | 1 | Closed | Line | NO | -544.1 | -86.6 | 551 | 1396.9 | 39.5 | 6.82 | -63.66
53072 | ALBUQUERQUE 4 1 | 53088 | ALBUQUERQUE 14 1 | 1 | Closed | Line | NO | -75 | -13 | 76.1 | 193.6 | 39.5 | 0.17 | 0.61
23292 | AUBERRY 1 2 | 23328 | BIG CREEK 1 9 | 1 | Closed | Line | NO | -105.7 | 0.8 | 105.7 | 270 | 39.5 | 0.61 | -5.7
21152 | RICHMOND 2 1 | 21191 | BERKELEY 1 1 | 1 | Closed | Line | NO | -94.9 | -18.1 | 96.6 | 244.9 | 39.5 | 0.16 | -1.7
40883 | GILA BEND 5 1 | 40886 | GILA BEND 5 4 | 1 | Closed | Transformer | YES | -102.1 | 27.9 | 105.8 | 268.2 | 39.5 | 0.16 | 5.05
60683 | PLATTEVILLE 2 2 | 60682 | PLATTEVILLE 2 1 | 1 | Closed | Transformer | YES | 79.9 | -255.4 | 267.6 | 709 | 39.4 | 0.17 | 12.67
25475 | LOS ANGELES 49 3 | 25999 | LOS ANGELES 80 1 | 1 | Closed | Line | NO | -413.1 | -340.3 | 535.2 | 1358.5 | 39.4 | 0.35 | 0.6
50210 | SALT LAKE CITY 23 2 | 50245 | SANDY 8 1 | 1 | Closed | Line | NO | 125.5 | 15.6 | 126.5 | 320.9 | 39.4 | 0.1 | -0.34
25640 | PALMDALE 3 2 | 25518 | TUJUNGA 2 1 | 1 | Closed | Line | NO | -97.5 | 1 | 97.5 | 248.1 | 39.4 | 0.23 | 0.8
60855 | ESTES PARK 2 1 | 60857 | ESTES PARK 2 3 | 1 | Closed | Transformer | YES | -13.5 | -5.1 | 14.4 | 37.3 | 39.4 | 0.03 | 0.62
30242 | MOAPA 1 1 | 30267 | MESQUITE 1 1 | 1 | Closed | Line | NO | -118.9 | 22.6 | 121 | 312.9 | 39.4 | 2.79 | 2.61
29041 | HUNTINGTON BEACH 7 3 | 29040 | HUNTINGTON BEACH 7 2 | 1 | Closed | Transformer | YES | -171.5 | -41.1 | 176.3 | 455.8 | 39.4 | 0.16 | 11.72
25231 | ENCINO 1 1 | 25322 | NORTH HOLLYWOOD 1 1 | 1 | Closed | Line | NO | -84.9 | 42.4 | 94.9 | 241 | 39.4 | 0.14 | 0.4
60477 | FORT LUPTON 1 1 | 60685 | PLATTEVILLE 2 4 | 1 | Closed | Line | NO | -71.9 | 0.7 | 71.9 | 183.6 | 39.4 | 0.41 | 1.21
80032 | EL PASO 19 1 | 80043 | EL PASO 25 1 | 1 | Closed | Line | NO | 63.7 | 24.1 | 68.1 | 173.4 | 39.4 | 0.31 | -1.12
21279 | MARTINEZ 2 1 | 21331 | PLEASANT HILL 2 1 | 1 | Closed | Line | NO | -98.7 | -2.5 | 98.7 | 251.8 | 39.4 | 0.33 | 0.66
50227 | LOGAN 3 1 | 50205 | LOGAN 2 3 | 1 | Closed | Line | NO | -114.7 | -7.8 | 115 | 293 | 39.3 | 0.23 | 0.91
26213 | PLAYA DEL REY 2 | 26212 | PLAYA DEL REY 1 | 1 | Closed | Transformer | YES | -567.4 | -125.3 | 581.1 | 1503.5 | 39.3 | 0.49 | 40.39
70075 | CHEYENNE 2 1 | 70109 | CHEYENNE 6 3 | 1 | Closed | Line | NO | -101.1 | -14 | 102 | 260.8 | 39.3 | 0.34 | 1.44
20339 | ROSEVILLE 7 1 | 20342 | ROSEVILLE 7 4 | 1 | Closed | TransformerWinding | YES | 240.8 | 31.2 | 242.8 | 617.7 | 39.3 | 0.32 | 21.39
25612 | DOWNEY 1 1 | 26000 | LOS ANGELES 80 2 | 1 | Closed | Line | NO | -95.4 | 0.7 | 95.4 | 243 | 39.3 | 0.14 | 0.3
20091 | YUBA CITY 1 1 | 20112 | OLIVEHURST 2 | 1 | Closed | Line | NO | 97.9 | 20.9 | 100.1 | 254.7 | 39.3 | 0.52 | 1.03
28685 | COACHELLA 2 2 | 28687 | COACHELLA 2 4 | 1 | Closed | TransformerWinding | YES | -182.6 | -26.8 | 184.5 | 469.5 | 39.3 | -0.08 | -5.3
25412 | BURBANK 5 2 | 25347 | NORTH HOLLYWOOD 4 1 | 1 | Closed | Line | NO | -41.6 | -75.7 | 86.4 | 220 | 39.3 | 0.08 | -0.26
40095 | GOODYEAR 1 1 | 41016 | GILA BEND 8 1 | 2 | Closed | Line | NO | -80.1 | -4.7 | 80.2 | 206.8 | 39.2 | 0.92 | -9.66
40095 | GOODYEAR 1 1 | 41016 | GILA BEND 8 1 | 1 | Closed | Line | NO | -80.1 | -4.7 | 80.2 | 206.8 | 39.2 | 0.92 | -9.66
40095 | GOODYEAR 1 1 | 41016 | GILA BEND 8 1 | 3 | Closed | Line | NO | -80.1 | -4.7 | 80.2 | 206.8 | 39.2 | 0.92 | -9.66
21144 | HALF MOON BAY 1 | 21180 | SAN MATEO 4 1 | 1 | Closed | Line | NO | -79.8 | 36.3 | 87.6 | 225.6 | 39.2 | 0.28 | -1.45
25989 | WILMINGTON 3 3 | 25988 | WILMINGTON 3 2 | 2 | Closed | Transformer | YES | -236.6 | -52.5 | 242.3 | 624.6 | 39.2 | 0.19 | 10.67
25989 | WILMINGTON 3 3 | 25988 | WILMINGTON 3 2 | 1 | Closed | Transformer | YES | -236.6 | -52.5 | 242.3 | 624.6 | 39.2 | 0.19 | 10.67
25989 | WILMINGTON 3 3 | 25988 | WILMINGTON 3 2 | 3 | Closed | Transformer | YES | -236.6 | -52.5 | 242.3 | 624.6 | 39.2 | 0.19 | 10.67
50042 | OAK CITY 1 | 50384 | DELTA 2 2 | 1 | Closed | Line | NO | -103.4 | 16.5 | 104.7 | 268.7 | 39.2 | 0.8 | 0.84
23483 | FRESNO 26 2 | 23487 | FRESNO 26 6 | 1 | Closed | Transformer | YES | -33.4 | 3.4 | 33.6 | 85.7 | 39.2 | 0.04 | 1.04
40429 | FLAGSTAFF 3 2 | 40424 | FLAGSTAFF 1 1 | 1 | Closed | Line | NO | 77.3 | 4.4 | 77.4 | 197.5 | 39.2 | 0.77 | 1.72
13695 | BOARDMAN 4 1 | 13698 | BOARDMAN 4 4 | 1 | Closed | Transformer | YES | -639.3 | -275.6 | 696.2 | 1801.9 | 39.2 | 0.28 | 23.63
20123 | SACRAMENTO 6 2 | 20125 | SACRAMENTO 8 1 | 1 | Closed | Line | NO | 90.2 | -36 | 97.1 | 248 | 39.2 | 0.18 | -0.36
25390 | BURBANK 3 2 | 25418 | LOS ANGELES 28 1 | 1 | Closed | Line | NO | 83.1 | 42.5 | 93.4 | 238.3 | 39.2 | 0.2 | 0.24
60615 | LAMAR 1 1 | 60696 | LAMAR 2 1 | 1 | Closed | Line | NO | -70.8 | -1.1 | 70.8 | 182.3 | 39.2 | 0.6 | 1.43
28308 | RIVERSIDE 13 1 | 28349 | SAN BERNARDINO 5 1 | 1 | Closed | Line | NO | -97 | 17.1 | 98.5 | 254.5 | 39.2 | 0.28 | -4.47
40958 | GILA BEND 6 3 | 40957 | GILA BEND 6 2 | 1 | Closed | Transformer | YES | 191 | -142.4 | 238.3 | 618.5 | 39.1 | 0.08 | 6.15
40116 | EL MIRAGE 2 1 | 40111 | SUN CITY WEST 1 1 | 2 | Closed | Line | NO | 73.6 | 19.1 | 76 | 194.4 | 39.1 | 0.22 | 0.48
40116 | EL MIRAGE 2 1 | 40111 | SUN CITY WEST 1 1 | 1 | Closed | Line | NO | 73.6 | 19.1 | 76 | 194.4 | 39.1 | 0.22 | 0.48
20163 | ELK GROVE 4 1 | 20356 | ELK GROVE 7 2 | 1 | Closed | Line | NO | -91.7 | -32.8 | 97.4 | 250.1 | 39.1 | 0.17 | 0.62
28212 | SAN JUAN CAPISTRANO 2 2 | 28220 | TRABUCO CANYON 2 1 | 1 | Closed | Line | NO | 95 | 12.5 | 95.9 | 245.3 | 39.1 | 0.26 | -0.22
28409 | SAN DIEGO 5 1 | 28473 | SAN DIEGO 17 1 | 1 | Closed | Line | NO | 98.3 | 20.4 | 100.4 | 256.8 | 39.1 | 0.14 | 0.04
60868 | CRAIG 2 2 | 60871 | CRAIG 2 5 | 1 | Closed | TransformerWinding | YES | 107 | -5.2 | 107.1 | 274.2 | 39.1 | 0.05 | 2.18
53083 | ALBUQUERQUE 11 1 | 53307 | ALBUQUERQUE 31 3 | 1 | Closed | Line | NO | -68.9 | -22.6 | 72.6 | 187.7 | 39.1 | 0.38 | 1.35
40454 | APACHE JUNCTION 2 1 | 40448 | MESA 24 1 | 1 | Closed | Line | NO | 67.5 | -10.4 | 68.3 | 174.8 | 39.1 | 0.32 | 0.82
25644 | LONG BEACH 20 1 | 28025 | ANAHEIM 3 1 | 1 | Closed | Line | NO | 83.5 | -42.8 | 93.8 | 240.3 | 39.1 | 0.11 | -1.76
28632 | EL CAJON 5 2 | 28631 | EL CAJON 5 1 | 1 | Closed | Transformer | YES | -159.7 | -61.3 | 171.1 | 448.7 | 39 | 0.15 | 10.1
20514 | LINCOLN 3 1 | 20516 | LINCOLN 3 3 | 1 | Closed | Transformer | YES | -25.1 | 0.6 | 25.2 | 64.5 | 39 | 0.02 | 0.61
40080 | WADDELL 2 | 40092 | LITCHFIELD PARK 1 1 | 1 | Closed | Line | NO | -4 | 42.7 | 42.9 | 112.1 | 39 | 0.1 | -0.84
60430 | AURORA 2 1 | 60726 | DENVER 55 3 | 1 | Closed | Line | NO | -69.7 | 7.3 | 70.1 | 180.2 | 39 | 0.19 | 0.37
70034 | BASIN 1 | 70032 | LOVELL 2 | 1 | Closed | Line | NO | -98 | -0.9 | 98 | 275.5 | 39 | 2.35 | -39.39
50339 | MOAB 3 | 50338 | MOAB 2 | 1 | Closed | Transformer | YES | -51.3 | 3.6 | 51.5 | 132 | 39 | 0.08 | 2.13
21525 | SAN JOSE 27 1 | 21523 | SAN JOSE 26 1 | 1 | Closed | Line | NO | 48.5 | 63.1 | 79.6 | 204.2 | 39 | 0.04 | 0.19
21340 | HAYWARD 5 2 | 21313 | FREMONT 2 2 | 1 | Closed | Line | NO | 99.1 | 20.8 | 101.3 | 260 | 39 | 0.13 | -0.28
21729 | HAYWARD 8 3 | 21728 | HAYWARD 8 2 | 3 | Closed | Transformer | YES | -226.3 | -54.4 | 232.7 | 606.9 | 39 | 0.23 | 13.23
21729 | HAYWARD 8 3 | 21728 | HAYWARD 8 2 | 1 | Closed | Transformer | YES | -226.3 | -54.4 | 232.7 | 606.9 | 39 | 0.23 | 13.23
21729 | HAYWARD 8 3 | 21728 | HAYWARD 8 2 | 2 | Closed | Transformer | YES | -226.3 | -54.4 | 232.7 | 606.9 | 39 | 0.23 | 13.23
21621 | ANTIOCH 6 1 | 21625 | ANTIOCH 6 5 | 1 | Closed | Transformer | YES | -205.6 | 12.7 | 206 | 528.9 | 39 | 0.12 | 8.24
30067 | DAYTON 7 1 | 30069 | SILVER SPRINGS 1 | 1 | Closed | Line | NO | -110 | 21 | 112 | 289.8 | 38.9 | 0.38 | -2.53
20446 | MIDDLETOWN 2 1 | 21013 | SANTA ROSA 1 1 | 1 | Closed | Line | NO | 97.3 | 12 | 98 | 251.7 | 38.9 | 0.89 | -0.42
11067 | ROOSEVELT 2 1 | 11069 | ROOSEVELT 2 3 | 1 | Closed | Transformer | YES | -203.9 | -16.3 | 204.5 | 527.3 | 38.9 | 0.12 | 6.95
60464 | COLORADO SPRINGS 8 1 | 60490 | COLORADO SPRINGS 12 2 | 1 | Closed | Line | NO | -27.8 | -54.9 | 61.6 | 159.3 | 38.9 | 0.18 | 0.43
10463 | KENT 8 2 | 10450 | AUBURN 6 1 | 1 | Closed | Line | NO | 113.9 | -2 | 113.9 | 292.5 | 38.9 | 0.12 | -0.01
10463 | KENT 8 2 | 10450 | AUBURN 6 1 | 2 | Closed | Line | NO | 113.9 | -2 | 113.9 | 292.5 | 38.9 | 0.12 | -0.01
10463 | KENT 8 2 | 10450 | AUBURN 6 1 | 3 | Closed | Line | NO | 113.9 | -2 | 113.9 | 292.5 | 38.9 | 0.12 | -0.01
28638 | BANNING 1 1 | 28555 | CALIMESA 1 | 1 | Closed | Line | NO | 99 | -2.6 | 99.1 | 254.5 | 38.9 | 0.39 | 1.2
40089 | PRESCOTT 3 2 | 40124 | PRESCOTT VALLEY 2 1 | 1 | Closed | Line | NO | 68.5 | 1 | 68.5 | 176 | 38.9 | 0.39 | 0.64
21621 | ANTIOCH 6 1 | 21623 | ANTIOCH 6 3 | 1 | Closed | Transformer | YES | -205.6 | 16.6 | 206.2 | 529.8 | 38.9 | 0.17 | 12.15
21621 | ANTIOCH 6 1 | 21624 | ANTIOCH 6 4 | 1 | Closed | Transformer | YES | -205.6 | 14 | 206 | 529.4 | 38.9 | 0.18 | 9.55
29005 | COLTON 5 1 | 28263 | FONTANA 6 1 | 1 | Closed | Line | NO | 94 | 18.6 | 95.8 | 247.6 | 38.9 | 0.09 | -2.9
60736 | NUCLA 3 | 60735 | NUCLA 2 | 1 | Closed | Transformer | YES | -65.9 | 1.7 | 65.9 | 169.4 | 38.9 | 0.05 | 1.68
53106 | CORRALES 2 | 53081 | ALBUQUERQUE 9 1 | 1 | Closed | Line | NO | 74.2 | 9.3 | 74.7 | 192.1 | 38.9 | 0.35 | 0.31
21257 | REDWOOD CITY 7 1 | 21304 | PALO ALTO 3 1 | 1 | Closed | Line | NO | -97.2 | 0 | 97.2 | 250.5 | 38.9 | 0.14 | -4.77
70133 | GILLETTE 5 2 | 70132 | GILLETTE 5 1 | 1 | Closed | Transformer | YES | -160.7 | 51 | 168.6 | 433.4 | 38.9 | 0.1 | 6.23
13157 | HILLSBORO 4 2 | 13159 | HILLSBORO 4 4 | 1 | Closed | TransformerWinding | YES | -73.6 | 138 | 156.4 | 433.3 | 38.9 | -0.23 | -13.68
25438 | GARDENA 2 2 | 25437 | GARDENA 2 1 | 1 | Closed | Transformer | YES | -181.1 | 22 | 182.4 | 469.2 | 38.9 | 0.13 | 10.24
40359 | SCOTTSDALE 12 1 | 40336 | SCOTTSDALE 8 2 | 1 | Closed | Line | NO | -68 | 4.8 | 68.2 | 175.7 | 38.9 | 0.2 | 0.77
40761 | SAINT JOHNS 2 2 | 40760 | SAINT JOHNS 2 1 | 1 | Closed | Transformer | YES | -509 | 232.4 | 559.6 | 1439.5 | 38.9 | 0.24 | 20.66
29075 | ANAHEIM 15 1 | 29078 | ANAHEIM 15 4 | 1 | Closed | TransformerWinding | YES | 235.7 | 30.2 | 237.6 | 611.2 | 38.9 | 0.84 | 42.57
28859 | NORTH PALM SPRINGS 3 1 | 28925 | NORTH PALM SPRINGS 4 2 | 1 | Closed | Line | NO | -99.3 | -5.5 | 99.4 | 256 | 38.9 | 0.09 | 0.04
60498 | PARKER 3 1 | 60639 | FOUNTAIN 3 6 | 1 | Closed | Line | NO | -209.6 | -68.6 | 220.6 | 567.4 | 38.9 | 1.89 | -74.1
25549 | COMPTON 5 1 | 26081 | CARSON 9 2 | 1 | Closed | Line | NO | 87.2 | -10.3 | 87.9 | 226 | 38.9 | 0.06 | 0.15
10983 | BICKLETON 3 1 | 10985 | BICKLETON 3 3 | 1 | Closed | Transformer | YES | -198.9 | 35.7 | 202.1 | 519.9 | 38.9 | 0.1 | 7.04
25703 | WHITTIER 3 1 | 25714 | EL MONTE 2 2 | 1 | Closed | Line | NO | -81.7 | -44 | 92.8 | 239.6 | 38.9 | 0.12 | 0.35
40410 | GILBERT 8 1 | 40433 | MESA 19 2 | 1 | Closed | Line | NO | 20.1 | -76.6 | 79.2 | 203.8 | 38.9 | 0.21 | -0.02
60308 | DENVER 13 2 | 60810 | DENVER 56 1 | 1 | Closed | Line | NO | 70 | -3.6 | 70.1 | 180.5 | 38.8 | 0.11 | -0.01
60431 | AURORA 3 1 | 60520 | BRIGHTON 5 2 | 1 | Closed | Line | NO | -69.6 | -10.5 | 70.4 | 181.2 | 38.8 | 0.16 | -4.99
13655 | TRAIL 1 | 13168 | WHITE CITY 1 1 | 1 | Closed | Line | NO | 97.9 | -3.9 | 98 | 252.5 | 38.8 | 0.85 | 2.29
25877 | LA PUENTE 5 2 | 25876 | LA PUENTE 5 1 | 1 | Closed | Transformer | YES | -564.3 | -240.2 | 613.2 | 1609.6 | 38.8 | 0.36 | 27.09
25877 | LA PUENTE 5 2 | 25876 | LA PUENTE 5 1 | 3 | Closed | Transformer | YES | -564.3 | -240.2 | 613.2 | 1609.6 | 38.8 | 0.36 | 27.09
25877 | LA PUENTE 5 2 | 25876 | LA PUENTE 5 1 | 2 | Closed | Transformer | YES | -564.3 | -240.2 | 613.2 | 1609.6 | 38.8 | 0.36 | 27.09
25781 | WALNUT 1 1 | 25789 | DIAMOND BAR 1 3 | 1 | Closed | Line | NO | -93.8 | -4.6 | 93.9 | 242.2 | 38.8 | 0.04 | 0.15
70162 | ALCOVA 2 2 | 70165 | ALCOVA 2 5 | 1 | Closed | Transformer | YES | -22.6 | -9.6 | 24.5 | 65 | 38.8 | 0.04 | 1.53
28999 | RIVERSIDE 18 2 | 28256 | FONTANA 2 1 | 1 | Closed | Line | NO | 101.3 | 43 | 110 | 283.7 | 38.8 | 0.1 | 0.31
28999 | RIVERSIDE 18 2 | 28256 | FONTANA 2 1 | 2 | Closed | Line | NO | 101.3 | 43 | 110 | 283.7 | 38.8 | 0.1 | 0.31
28088 | SANTA ANA 5 1 | 28138 | IRVINE 6 1 | 1 | Closed | Line | NO | 54 | 71.3 | 89.4 | 231 | 38.8 | 0.11 | -0.31
53267 | ALBUQUERQUE 30 2 | 53266 | ALBUQUERQUE 30 1 | 1 | Closed | Transformer | YES | -93.8 | -5.5 | 93.9 | 243.9 | 38.8 | 0.14 | 6.12
53267 | ALBUQUERQUE 30 2 | 53266 | ALBUQUERQUE 30 1 | 2 | Closed | Transformer | YES | -93.8 | -5.5 | 93.9 | 243.9 | 38.8 | 0.14 | 6.12
53267 | ALBUQUERQUE 30 2 | 53266 | ALBUQUERQUE 30 1 | 3 | Closed | Transformer | YES | -93.8 | -5.5 | 93.9 | 243.9 | 38.8 | 0.14 | 6.12
21144 | HALF MOON BAY 1 | 21158 | SAN MATEO 1 1 | 1 | Closed | Line | NO | -87.6 | 16.2 | 89.1 | 230 | 38.8 | 0.15 | 0.3
20184 | ANTELOPE 1 1 | 20289 | MCCLELLAN 2 | 1 | Closed | Line | NO | -76.6 | -51.7 | 92.4 | 239.9 | 38.8 | 0.18 | 0.81
60829 | LEADVILLE 2 3 | 60828 | LEADVILLE 2 2 | 1 | Closed | Transformer | YES | -81.7 | -11.5 | 82.5 | 214.1 | 38.8 | 0.07 | 2.92
60829 | LEADVILLE 2 3 | 60828 | LEADVILLE 2 2 | 2 | Closed | Transformer | YES | -81.7 | -11.5 | 82.5 | 214.1 | 38.8 | 0.07 | 2.92
13007 | COQUILLE 1 | 13010 | COOS BAY 1 2 | 1 | Closed | Line | NO | -100.6 | 1.5 | 100.7 | 260.9 | 38.8 | 0.49 | 1.56
25738 | DUARTE 2 1 | 25768 | AZUSA 2 2 | 1 | Closed | Line | NO | -86.2 | 32.8 | 92.2 | 238.2 | 38.8 | 0.13 | -0.01
28022 | ANAHEIM 1 1 | 28001 | HUNTINGTON BEACH 1 1 | 3 | Closed | Line | NO | 113.9 | -1.9 | 113.9 | 293.9 | 38.8 | 0.06 | -0.01
28022 | ANAHEIM 1 1 | 28001 | HUNTINGTON BEACH 1 1 | 1 | Closed | Line | NO | 113.9 | -1.9 | 113.9 | 293.9 | 38.8 | 0.06 | -0.01
28022 | ANAHEIM 1 1 | 28001 | HUNTINGTON BEACH 1 1 | 2 | Closed | Line | NO | 113.9 | -1.9 | 113.9 | 293.9 | 38.8 | 0.06 | -0.01
60346 | DENVER 25 3 | 60401 | BRIGHTON 1 3 | 1 | Closed | Line | NO | -68.7 | -13.7 | 70 | 181 | 38.8 | 0.09 | 0.19
30219 | LAS VEGAS 58 2 | 30232 | LAS VEGAS 65 1 | 1 | Closed | Line | NO | 60.5 | 85.7 | 104.9 | 270.5 | 38.8 | 0.15 | -0.04
25674 | NORWALK 3 1 | 25677 | NORWALK 3 4 | 1 | Closed | TransformerWinding | YES | 204.2 | 79.9 | 219.3 | 565.7 | 38.8 | 0.89 | 48.41
28253 | CORONA 10 1 | 28304 | LAKE ELSINORE 2 1 | 1 | Closed | Line | NO | -89.5 | 22.7 | 92.3 | 239.6 | 38.8 | 0.44 | -0.53
60490 | COLORADO SPRINGS 12 2 | 60432 | U S A F ACADEMY 1 | 1 | Closed | Line | NO | 51.9 | 34.7 | 62.4 | 161.8 | 38.7 | 0.13 | -0.69
21120 | SAN FRANCISCO 20 1 | 21123 | SAN FRANCISCO 20 4 | 1 | Closed | TransformerWinding | YES | 238.6 | -34.9 | 241.2 | 645.3 | 38.7 | 0.59 | 40.96
28324 | RIVERSIDE 15 1 | 28326 | RIVERSIDE 16 2 | 1 | Closed | Line | NO | -97.5 | 13.5 | 98.5 | 254.6 | 38.7 | 0.13 | 0.49
40563 | TUCSON 42 2 | 40571 | TUCSON 45 1 | 1 | Closed | Line | NO | 55.2 | 35.2 | 65.4 | 169.1 | 38.7 | 0.33 | 0.24
21246 | OAKLAND 12 2 | 21307 | MORAGA 1 | 1 | Closed | Line | NO | -23.4 | 64 | 68.1 | 178.7 | 38.7 | 0.05 | -1.03
40508 | SAHUARITA 2 | 40547 | TUCSON 34 3 | 1 | Closed | Line | NO | 67.5 | -4.6 | 67.7 | 174.9 | 38.7 | 0.54 | 1.7
60726 | DENVER 55 3 | 60331 | DENVER 20 1 | 1 | Closed | Line | NO | 69.7 | -4.1 | 69.8 | 180.6 | 38.7 | 0.08 | 0.18
60768 | LIMON 4 3 | 60767 | LIMON 4 2 | 2 | Closed | Transformer | YES | -93.8 | 5.7 | 94 | 243.2 | 38.7 | 0.07 | 3.29
60768 | LIMON 4 3 | 60767 | LIMON 4 2 | 3 | Closed | Transformer | YES | -93.8 | 5.7 | 94 | 243.2 | 38.7 | 0.07 | 3.29
60768 | LIMON 4 3 | 60767 | LIMON 4 2 | 1 | Closed | Transformer | YES | -93.8 | 5.7 | 94 | 243.2 | 38.7 | 0.07 | 3.29
21405 | SANTA CLARA 1 1 | 21339 | HAYWARD 5 1 | 1 | Closed | Line | NO | -482.8 | -113.9 | 496 | 1285.3 | 38.6 | 1.06 | -1.53
80020 | EL PASO 12 1 | 80030 | EL PASO 18 1 | 1 | Closed | Line | NO | -64.9 | -25.8 | 69.8 | 181.2 | 38.6 | 0.12 | 0.2
10424 | RENTON 4 1 | 10452 | RENTON 5 1 | 1 | Closed | Line | NO | 99.1 | -6.9 | 99.4 | 257.2 | 38.6 | 0.09 | 0.16
25053 | SANTA BARBARA 1 1 | 25058 | SANTA BARBARA 5 1 | 1 | Closed | Line | NO | -93 | 10 | 93.6 | 245.9 | 38.6 | 0.55 | -6.3
29016 | SAN DIEGO 53 2 | 29015 | SAN DIEGO 53 1 | 1 | Closed | Transformer | YES | -599 | -165.3 | 621.4 | 1624.3 | 38.6 | 0.26 | 20.37
29016 | SAN DIEGO 53 2 | 29015 | SAN DIEGO 53 1 | 3 | Closed | Transformer | YES | -599 | -165.3 | 621.4 | 1624.3 | 38.6 | 0.26 | 20.37
29016 | SAN DIEGO 53 2 | 29015 | SAN DIEGO 53 1 | 2 | Closed | Transformer | YES | -599 | -165.3 | 621.4 | 1624.3 | 38.6 | 0.26 | 20.37
11037 | CONCRETE 2 1 | 10457 | MAPLE FALLS 1 | 1 | Closed | Line | NO | 81.5 | -13 | 82.5 | 213.7 | 38.6 | 0.64 | 0.28
20348 | ANDERSON 2 1 | 20043 | COTTONWOOD 1 1 | 1 | Closed | Line | NO | 100.4 | 2.8 | 100.4 | 260.1 | 38.6 | 0.41 | -0.74
60401 | BRIGHTON 1 3 | 60336 | BROOMFIELD 5 1 | 1 | Closed | Line | NO | -57.6 | -33.8 | 66.8 | 173.9 | 38.6 | 0.18 | 0.28
20425 | YUBA CITY 6 3 | 20424 | YUBA CITY 6 2 | 1 | Closed | Transformer | YES | -164.9 | -46.5 | 171.3 | 452 | 38.6 | 0.17 | 9.99
40414 | GILBERT 11 1 | 40412 | GILBERT 9 1 | 1 | Closed | Line | NO | -17.1 | 59.7 | 62.1 | 161 | 38.6 | 0.18 | 0.25
10043 | BELFAIR 1 | 10731 | SHELTON 3 2 | 1 | Closed | Line | NO | -97.4 | 0.1 | 97.4 | 254.5 | 38.6 | 0.75 | 2.14
80013 | EL PASO 8 1 | 53240 | SUNLAND PARK 2 3 | 1 | Closed | Line | NO | -64.4 | -24.2 | 68.8 | 178.4 | 38.6 | 0.14 | -0.24
26238 | GLENDALE 8 2 | 26237 | GLENDALE 8 1 | 1 | Closed | Transformer | YES | -175.2 | -25.1 | 177 | 464.6 | 38.6 | 0.22 | 11.49
60383 | DENVER 36 1 | 60396 | DENVER 42 1 | 1 | Closed | Line | NO | 87.5 | 10.6 | 88.2 | 228.5 | 38.6 | 0.22 | -0.29
28148 | LAGUNA WOODS 3 | 28098 | SANTA ANA 6 2 | 1 | Closed | Line | NO | -57.1 | -74 | 93.5 | 242.4 | 38.6 | 0.27 | -0.16
23336 | BISHOP 2 1 | 23337 | BISHOP 2 2 | 1 | Closed | Transformer | YES | -27.4 | 2.9 | 27.6 | 71.5 | 38.6 | 0.03 | 1.05
10303 | MOUNTLAKE TERRACE 2 | 10467 | SNOHOMISH 2 1 | 1 | Closed | Line | NO | 99 | -2.4 | 99 | 256.8 | 38.6 | 0.13 | -0.8
80046 | EL PASO 27 2 | 80062 | SAN ELIZARIO 3 | 1 | Closed | Line | NO | 52.7 | 42.5 | 67.7 | 175.7 | 38.5 | 0.49 | -0.32
40611 | KAYENTA 2 | 40613 | KAYENTA 4 | 1 | Closed | TransformerWinding | YES | -23.5 | -4.5 | 24 | 62.4 | 38.5 | 0.02 | 0.38
40211 | DEWEY 1 | 40261 | COTTONWOOD 2 2 | 1 | Closed | Line | NO | -70.7 | -1.6 | 70.8 | 185.4 | 38.5 | 0.7 | -1.37
25255 | SANTA MONICA 3 1 | 25369 | LOS ANGELES 17 1 | 1 | Closed | Line | NO | -93.7 | -13.3 | 94.7 | 245.7 | 38.5 | 0.09 | -0.64
74040 | COEUR D ALENE 3 5 | 77179 | THOMPSON FALLS 1 1 | 1 | Closed | Line | NO | -100.3 | -9.4 | 100.8 | 266.4 | 38.5 | 1.35 | -22.94
60555 | GREELEY 4 3 | 60554 | GREELEY 4 2 | 3 | Closed | Transformer | YES | -31.9 | -2.9 | 32 | 83.8 | 38.5 | 0.05 | 1.57
60555 | GREELEY 4 3 | 60554 | GREELEY 4 2 | 2 | Closed | Transformer | YES | -31.9 | -2.9 | 32 | 83.8 | 38.5 | 0.05 | 1.57
60555 | GREELEY 4 3 | 60554 | GREELEY 4 2 | 1 | Closed | Transformer | YES | -31.9 | -2.9 | 32 | 83.8 | 38.5 | 0.05 | 1.57
40031 | YUMA 4 1 | 40034 | YUMA 5 2 | 1 | Closed | Line | NO | -66.6 | -7.5 | 67 | 174.6 | 38.5 | 0.17 | 0.41
28534 | SAN DIEGO 37 3 | 28688 | BORREGO SPRINGS 1 | 1 | Closed | Line | NO | -98.5 | -1.1 | 98.5 | 260.6 | 38.5 | 1.79 | -2.03
25135 | NEWBURY PARK 1 2 | 26006 | OXNARD 12 2 | 3 | Closed | Line | NO | -110.6 | -12.2 | 111.3 | 289.1 | 38.5 | 0.4 | -4.63
25135 | NEWBURY PARK 1 2 | 26006 | OXNARD 12 2 | 1 | Closed | Line | NO | -110.6 | -12.2 | 111.3 | 289.1 | 38.5 | 0.4 | -4.63
25135 | NEWBURY PARK 1 2 | 26006 | OXNARD 12 2 | 2 | Closed | Line | NO | -110.6 | -12.2 | 111.3 | 289.1 | 38.5 | 0.4 | -4.63
40883 | GILA BEND 5 1 | 40889 | GILA BEND 5 7 | 1 | Closed | Transformer | YES | -99.5 | 27.5 | 103.2 | 268.2 | 38.5 | 0.18 | 4.64
13581 | LOWELL 4 2 | 13580 | LOWELL 4 1 | 2 | Closed | Transformer | YES | -603 | -41.9 | 604.5 | 1579.2 | 38.5 | 0.37 | 26.42
13581 | LOWELL 4 2 | 13580 | LOWELL 4 1 | 1 | Closed | Transformer | YES | -603 | -41.9 | 604.5 | 1579.2 | 38.5 | 0.37 | 26.42
25644 | LONG BEACH 20 1 | 28022 | ANAHEIM 1 1 | 1 | Closed | Line | NO | -90.9 | 20.8 | 93.2 | 242.6 | 38.4 | 0.07 | 0.16
20087 | GRIDLEY 1 | 20334 | YUBA CITY 5 4 | 1 | Closed | Line | NO | 95.5 | -26.9 | 99.2 | 258.1 | 38.4 | 0.4 | -13.63
20400 | WOODLAND 5 1 | 20403 | WOODLAND 5 4 | 1 | Closed | TransformerWinding | YES | 206.5 | 25.8 | 208.2 | 542 | 38.4 | 0.21 | 11.76
13086 | ALBANY 1 1 | 13089 | ALBANY 1 4 | 1 | Closed | TransformerWinding | YES | 231 | 6.4 | 231.1 | 602.3 | 38.4 | 0.44 | 24.71
10762 | CAMAS 3 3 | 13621 | THE DALLES 3 2 | 1 | Closed | Line | NO | -524.2 | -102.9 | 534.2 | 1391 | 38.4 | 5.73 | -58.41
26072 | TAFT 2 2 | 26074 | TAFT 2 4 | 1 | Closed | Transformer | YES | -8.7 | -3.7 | 9.5 | 25.6 | 38.4 | 0.02 | 0.74
25065 | CARPINTERIA 2 | 25074 | OAK VIEW 1 | 1 | Closed | Line | NO | 93 | 14.2 | 94.1 | 245.1 | 38.4 | 0.47 | 0.38
30170 | NORTH LAS VEGAS 3 1 | 30169 | NORTH LAS VEGAS 2 1 | 1 | Closed | Line | NO | -115.9 | -17.9 | 117.3 | 306.4 | 38.4 | 0.23 | 0.53
50177 | LEHI 2 2 | 50178 | DRAPER 1 1 | 1 | Closed | Line | NO | 117.7 | 13.8 | 118.5 | 308.7 | 38.4 | 0.19 | -0.87
40409 | GILBERT 7 1 | 40440 | MESA 21 2 | 2 | Closed | Line | NO | -67.5 | -39.5 | 78.2 | 205.1 | 38.4 | 0.22 | 0.67
40409 | GILBERT 7 1 | 40440 | MESA 21 2 | 3 | Closed | Line | NO | -67.5 | -39.5 | 78.2 | 205.1 | 38.4 | 0.22 | 0.67
40409 | GILBERT 7 1 | 40440 | MESA 21 2 | 1 | Closed | Line | NO | -67.5 | -39.5 | 78.2 | 205.1 | 38.4 | 0.22 | 0.67
10490 | MAPLE VALLEY 1 1 | 10450 | AUBURN 6 1 | 1 | Closed | Line | NO | -96.7 | 11.3 | 97.3 | 254.2 | 38.4 | 0.33 | 0.97
13529 | MORO 1 | 13660 | WASCO 4 1 | 1 | Closed | Line | NO | -92 | 31.3 | 97.2 | 253.3 | 38.4 | 0.39 | 0.97
50099 | SALT LAKE CITY 3 2 | 50098 | SALT LAKE CITY 3 1 | 1 | Closed | Transformer | YES | -299 | -112 | 319.3 | 846.2 | 38.4 | 0.19 | 13.86
10958 | CENTERVILLE 1 2 | 13485 | WASCO 1 2 | 1 | Closed | Line | NO | -110.5 | 1.9 | 110.5 | 291.4 | 38.4 | 0.28 | -13.15
10958 | CENTERVILLE 1 2 | 13485 | WASCO 1 2 | 2 | Closed | Line | NO | -110.5 | 1.9 | 110.5 | 291.4 | 38.4 | 0.28 | -13.15
10958 | CENTERVILLE 1 2 | 13485 | WASCO 1 2 | 3 | Closed | Line | NO | -110.5 | 1.9 | 110.5 | 291.4 | 38.4 | 0.28 | -13.15
28368 | ENCINITAS 1 1 | 29026 | CARLSBAD 6 3 | 1 | Closed | Line | NO | -84.7 | -44.7 | 95.8 | 250.6 | 38.3 | 0.11 | 0.47
13562 | SPRINGFIELD 5 1 | 13588 | LOWELL 4 9 | 1 | Closed | Line | NO | -441.5 | -50.3 | 444.3 | 1160.3 | 38.3 | 1.12 | -7.93
25878 | LA PUENTE 5 3 | 25687 | WHITTIER 1 1 | 1 | Closed | Line | NO | 66.7 | 55.8 | 86.9 | 226.9 | 38.3 | 0.1 | -0.06
10139 | TACOMA 1 1 | 10154 | LAKEWOOD 1 1 | 2 | Closed | Line | NO | 99.4 | 39.2 | 106.9 | 278.9 | 38.3 | 0.04 | 0.19
10139 | TACOMA 1 1 | 10154 | LAKEWOOD 1 1 | 1 | Closed | Line | NO | 99.4 | 39.2 | 106.9 | 278.9 | 38.3 | 0.04 | 0.19
60521 | COLORADO SPRINGS 22 1 | 60551 | FOUNTAIN 2 1 | 1 | Closed | Line | NO | -68.3 | -3.2 | 68.4 | 179.7 | 38.3 | 0.44 | 0.24
74327 | NEW PLYMOUTH 2 | 74326 | NEW PLYMOUTH 1 | 1 | Closed | Transformer | YES | -172.3 | -29.5 | 174.8 | 461.6 | 38.3 | 0.21 | 9.52
40144 | PEORIA 5 1 | 40168 | GLENDALE 19 1 | 1 | Closed | Line | NO | -64.2 | 15.4 | 66 | 172.6 | 38.3 | 0.13 | 0.2
60327 | LITTLETON 8 1 | 60393 | LITTLETON 18 1 | 1 | Closed | Line | NO | 61.4 | 27.3 | 67.2 | 175.7 | 38.3 | 0.1 | -0.49
28572 | SAN DIEGO 44 3 | 28490 | SAN DIEGO 26 1 | 1 | Closed | Line | NO | -40.2 | 74.1 | 84.3 | 220.2 | 38.3 | 0.08 | 0.34
30224 | LAS VEGAS 60 1 | 30221 | LAS VEGAS 59 1 | 1 | Closed | Line | NO | -114.5 | -20.2 | 116.3 | 304 | 38.3 | 0.09 | -0.42
74047 | NAMPA 3 2 | 74045 | NAMPA 2 2 | 1 | Closed | Line | NO | 90.8 | 31.1 | 96 | 250.9 | 38.2 | 0.08 | 0.2
60737 | NUCLA 4 | 60736 | NUCLA 3 | 1 | Closed | Transformer | YES | -43.9 | -1.2 | 43.9 | 115.5 | 38.2 | 0.09 | 2.49
25474 | LOS ANGELES 49 2 | 25598 | LOS ANGELES 79 1 | 1 | Closed | Line | NO | 82.5 | 64.3 | 104.6 | 273.7 | 38.2 | 0.07 | 0.05
25474 | LOS ANGELES 49 2 | 25598 | LOS ANGELES 79 1 | 2 | Closed | Line | NO | 82.5 | 64.3 | 104.6 | 273.7 | 38.2 | 0.07 | 0.05
30110 | LAS VEGAS 10 1 | 30133 | LAS VEGAS 21 1 | 1 | Closed | Line | NO | 110.5 | 22.8 | 112.9 | 296.3 | 38.2 | 0.29 | -3.16
13264 | PORTLAND 15 2 | 13263 | PORTLAND 15 1 | 1 | Closed | Transformer | YES | -616.1 | -120 | 627.6 | 1663.8 | 38.2 | 0.46 | 34.78
13264 | PORTLAND 15 2 | 13263 | PORTLAND 15 1 | 2 | Closed | Transformer | YES | -616.1 | -120 | 627.6 | 1663.8 | 38.2 | 0.46 | 34.78
13264 | PORTLAND 15 2 | 13263 | PORTLAND 15 1 | 3 | Closed | Transformer | YES | -616.1 | -120 | 627.6 | 1663.8 | 38.2 | 0.46 | 34.78
25176 | OAK PARK 1 | 25157 | THOUSAND OAKS 2 2 | 1 | Closed | Line | NO | -105.2 | -3.6 | 105.3 | 276 | 38.2 | 0.15 | 0.64
25176 | OAK PARK 1 | 25157 | THOUSAND OAKS 2 2 | 2 | Closed | Line | NO | -105.2 | -3.6 | 105.3 | 276 | 38.2 | 0.15 | 0.64
60017 | GRAND JUNCTION 2 2 | 60016 | GRAND JUNCTION 2 1 | 1 | Closed | Transformer | YES | -94.8 | -5 | 94.9 | 250.4 | 38.2 | 0.15 | 6.45
60017 | GRAND JUNCTION 2 2 | 60016 | GRAND JUNCTION 2 1 | 3 | Closed | Transformer | YES | -94.8 | -5 | 94.9 | 250.4 | 38.2 | 0.15 | 6.45
60017 | GRAND JUNCTION 2 2 | 60016 | GRAND JUNCTION 2 1 | 2 | Closed | Transformer | YES | -94.8 | -5 | 94.9 | 250.4 | 38.2 | 0.15 | 6.45
40776 | PHOENIX 72 2 | 40949 | PHOENIX 75 1 | 1 | Closed | Line | NO | -64.6 | -13.1 | 65.9 | 173.8 | 38.2 | 0.36 | 0.67
60246 | BERTHOUD 1 | 60311 | LONGMONT 5 1 | 1 | Closed | Line | NO | -73.4 | -20.8 | 76.3 | 199.7 | 38.2 | 0.12 | -3.82
60246 | BERTHOUD 1 | 60311 | LONGMONT 5 1 | 2 | Closed | Line | NO | -73.4 | -20.8 | 76.3 | 199.7 | 38.2 | 0.12 | -3.82
28429 | SUN CITY 2 2 | 28431 | SUN CITY 2 4 | 1 | Closed | TransformerWinding | YES | -170.6 | -16.8 | 171.4 | 449.1 | 38.2 | -0.18 | -10.33
80024 | EL PASO 15 1 | 80054 | EL PASO 30 2 | 1 | Closed | Line | NO | -52.5 | 26.9 | 59 | 154.8 | 38.1 | 0.04 | -0.04
25256 | VENICE 1 1 | 25363 | INGLEWOOD 1 1 | 1 | Closed | Line | NO | 92 | -18 | 93.7 | 246 | 38.1 | 0.14 | -0.31
30172 | NORTH LAS VEGAS 4 2 | 30171 | NORTH LAS VEGAS 4 1 | 3 | Closed | Transformer | YES | -217.3 | -60.6 | 225.6 | 599 | 38.1 | 0.12 | 8.46
30172 | NORTH LAS VEGAS 4 2 | 30171 | NORTH LAS VEGAS 4 1 | 1 | Closed | Transformer | YES | -217.3 | -60.6 | 225.6 | 599 | 38.1 | 0.12 | 8.46
30172 | NORTH LAS VEGAS 4 2 | 30171 | NORTH LAS VEGAS 4 1 | 2 | Closed | Transformer | YES | -217.3 | -60.6 | 225.6 | 599 | 38.1 | 0.12 | 8.46
10220 | TACOMA 12 2 | 10158 | TACOMA 2 2 | 1 | Closed | Line | NO | -60.7 | -64.5 | 88.6 | 232.9 | 38.1 | 0.08 | 0.09
13399 | BEND 5 1 | 13397 | BEND 4 2 | 2 | Closed | Line | NO | -102.6 | -15.9 | 103.8 | 274.3 | 38.1 | 0.35 | 1.43
13399 | BEND 5 1 | 13397 | BEND 4 2 | 1 | Closed | Line | NO | -102.6 | -15.9 | 103.8 | 274.3 | 38.1 | 0.35 | 1.43
28856 | EL CAJON 8 2 | 28855 | EL CAJON 8 1 | 1 | Closed | Transformer | YES | -169.8 | -22.6 | 171.3 | 455.7 | 38 | 0.25 | 11.4
28119 | YORBA LINDA 1 2 | 28093 | ANAHEIM 11 1 | 1 | Closed | Line | NO | 94.5 | -22.3 | 97.1 | 255.2 | 38 | 0.07 | 0.19
10058 | LACEY 1 2 | 10057 | LACEY 1 1 | 1 | Closed | Transformer | YES | -173.6 | -27.8 | 175.8 | 466.2 | 38 | 0.16 | 7.45
60885 | WELLINGTON 4 2 | 60890 | WELLINGTON 4 7 | 1 | Closed | TransformerWinding | YES | 369.3 | -94.7 | 381.2 | 1003.1 | 38 | 0.01 | 0.83
23234 | TULARE 1 2 | 23233 | TULARE 1 1 | 1 | Closed | Transformer | YES | -170.2 | -38.8 | 174.6 | 464.1 | 38 | 0.13 | 7.09
20423 | YUBA CITY 6 1 | 20427 | YUBA CITY 6 5 | 1 | Closed | TransformerWinding | YES | 626.3 | 12.4 | 626.4 | 1648.3 | 38 | 0.36 | 28.33
21428 | FREMONT 5 3 | 21734 | SAN JOSE 46 2 | 1 | Closed | Line | NO | -92.2 | -29.6 | 96.8 | 254.9 | 38 | 0.04 | 0.03
50401 | MONA 2 2 | 50042 | OAK CITY 1 | 1 | Closed | Line | NO | -99.5 | 2.5 | 99.5 | 267.8 | 38 | 0.83 | -14.12
21418 | FREMONT 4 1 | 21374 | UNION CITY 1 2 | 1 | Closed | Line | NO | -96 | -17.5 | 97.6 | 258.6 | 38 | 0.37 | 1.29
13239 | MOUNT ANGEL 1 | 13344 | BEAVERCREEK 2 | 1 | Closed | Line | NO | -92 | 19.3 | 94 | 250 | 38 | 0.5 | -2.04
40454 | APACHE JUNCTION 2 1 | 40450 | MESA 25 2 | 2 | Closed | Line | NO | -75.3 | -0.7 | 75.3 | 198.6 | 38 | 0.09 | -1.69
40454 | APACHE JUNCTION 2 1 | 40450 | MESA 25 2 | 1 | Closed | Line | NO | -75.3 | -0.7 | 75.3 | 198.6 | 38 | 0.09 | -1.69
60676 | BOULDER 9 3 | 60212 | LOUISVILLE 3 | 1 | Closed | Line | NO | 75.8 | -8.6 | 76.3 | 201 | 38 | 0.1 | 0.37
60676 | BOULDER 9 3 | 60212 | LOUISVILLE 3 | 2 | Closed | Line | NO | 75.8 | -8.6 | 76.3 | 201 | 38 | 0.1 | 0.37
25059 | SANTA BARBARA 6 1 | 25062 | SANTA BARBARA 6 4 | 1 | Closed | TransformerWinding | YES | 233.6 | 5.4 | 233.7 | 615.8 | 37.9 | 0.06 | 3.88
21755 | RODEO 2 1 | 21173 | RICHMOND 5 3 | 1 | Closed | Line | NO | 94.8 | 5.8 | 95 | 250.4 | 37.9 | 0.06 | -0.41
10357 | LYNNWOOD 6 1 | 10401 | BOTHELL 1 3 | 1 | Closed | Line | NO | 96.7 | -2.3 | 96.8 | 255.2 | 37.9 | 0.2 | 0.36
60514 | AURORA 15 1 | 60541 | AURORA 16 5 | 1 | Closed | Line | NO | -72.1 | -23 | 75.7 | 199.5 | 37.9 | 0.27 | -2.99
60514 | AURORA 15 1 | 60541 | AURORA 16 5 | 2 | Closed | Line | NO | -72.1 | -23 | 75.7 | 199.5 | 37.9 | 0.27 | -2.99
21480 | PITTSBURG 1 1 | 21433 | CONCORD 7 1 | 1 | Closed | Line | NO | 94.2 | 21.7 | 96.6 | 254.9 | 37.9 | 0.19 | 0.38
25310 | PACOIMA 3 2 | 25348 | CANYON COUNTRY 3 1 | 1 | Closed | Line | NO | 92.2 | 8.5 | 92.6 | 244.2 | 37.9 | 0.1 | 0.21
25633 | ALHAMBRA 3 2 | 25480 | LOS ANGELES 51 1 | 1 | Closed | Line | NO | 71.6 | 52.8 | 88.9 | 234.6 | 37.9 | 0.07 | -0.03
21417 | FREMONT 3 2 | 21729 | HAYWARD 8 3 | 1 | Closed | Line | NO | -89.3 | -6.8 | 89.5 | 237.5 | 37.9 | 0.49 | -0.39
60499 | PARKER 3 2 | 60498 | PARKER 3 1 | 1 | Closed | Transformer | YES | -84.6 | -20.2 | 87 | 234.3 | 37.9 | 0.15 | 6.05
60499 | PARKER 3 2 | 60498 | PARKER 3 1 | 3 | Closed | Transformer | YES | -84.6 | -20.2 | 87 | 234.3 | 37.9 | 0.15 | 6.05
60499 | PARKER 3 2 | 60498 | PARKER 3 1 | 2 | Closed | Transformer | YES | -84.6 | -20.2 | 87 | 234.3 | 37.9 | 0.15 | 6.05
10500 | ENUMCLAW 3 | 10501 | ENUMCLAW 4 | 1 | Closed | TransformerWinding | YES | -50.4 | -11.2 | 51.6 | 137.6 | 37.9 | 0.06 | 1.97
30400 | LAS VEGAS 74 2 | 30403 | LAS VEGAS 74 5 | 1 | Closed | TransformerWinding | YES | 260.1 | 50.7 | 265 | 700 | 37.9 | 1.05 | 53.69
25269 | LAKE ISABELLA 1 | 26206 | KERNVILLE 2 | 1 | Closed | Line | NO | -93.5 | -8 | 93.9 | 248.6 | 37.9 | 0.32 | -1.11
13485 | WASCO 1 2 | 13591 | ARLINGTON 6 3 | 2 | Closed | Line | NO | -102.8 | 17 | 104.2 | 278.6 | 37.8 | 0.61 | -3.39
13485 | WASCO 1 2 | 13591 | ARLINGTON 6 3 | 1 | Closed | Line | NO | -102.8 | 17 | 104.2 | 278.6 | 37.8 | 0.61 | -3.39
13485 | WASCO 1 2 | 13591 | ARLINGTON 6 3 | 3 | Closed | Line | NO | -102.8 | 17 | 104.2 | 278.6 | 37.8 | 0.61 | -3.39
21520 | PLEASANTON 2 1 | 21471 | DUBLIN 1 1 | 1 | Closed | Line | NO | -79.7 | 41.6 | 89.9 | 243.4 | 37.8 | 0.09 | -4.48
23292 | AUBERRY 1 2 | 23190 | FRESNO 16 1 | 1 | Closed | Line | NO | 96.5 | 20.1 | 98.6 | 260.7 | 37.8 | 0.76 | 3.09
28083 | FULLERTON 5 3 | 29076 | ANAHEIM 15 2 | 1 | Closed | Line | NO | -74 | -56.8 | 93.3 | 246.7 | 37.8 | 0.11 | -0.51
11075 | PATEROS 2 | 11074 | PATEROS 1 | 1 | Closed | Transformer | YES | -571.3 | 9.4 | 571.4 | 1511.4 | 37.8 | 0.23 | 18.27
25605 | LONG BEACH 16 1 | 25580 | LONG BEACH 13 1 | 1 | Closed | Line | NO | 89.8 | -14.2 | 90.9 | 240.4 | 37.8 | 0.08 | 0.21
40390 | MESA 10 1 | 40358 | MESA 5 1 | 1 | Closed | Line | NO | -38.9 | 42.8 | 57.8 | 154 | 37.8 | 0.04 | -0.49
21082 | SAN FRANCISCO 6 2 | 21081 | SAN FRANCISCO 6 1 | 1 | Closed | Transformer | YES | -119.6 | -111.5 | 163.5 | 451.1 | 37.8 | 0.21 | 9.84
20185 | ANTELOPE 2 1 | 20340 | ROSEVILLE 7 2 | 1 | Closed | Line | NO | -93.3 | -7.9 | 93.6 | 248.6 | 37.8 | 0.31 | 0.36
25920 | EL SEGUNDO 1 2 | 25922 | EL SEGUNDO 1 4 | 1 | Closed | TransformerWinding | YES | -174 | 12.1 | 174.5 | 462 | 37.8 | -0.03 | -1.98
25803 | POMONA 3 1 | 25806 | POMONA 3 4 | 1 | Closed | TransformerWinding | YES | 192.8 | 12.3 | 193.2 | 511.5 | 37.8 | 0.28 | 20.34
50411 | BOUNTIFUL 3 1 | 50413 | BOUNTIFUL 3 3 | 1 | Closed | Transformer | YES | -10.1 | -4.4 | 11 | 30 | 37.8 | 0.03 | 0.73
10766 | DAYTON 2 1 | 10768 | DAYTON 2 3 | 1 | Closed | Transformer | YES | -212.4 | -47.1 | 217.5 | 582.5 | 37.8 | 0.14 | 9.77
20061 | REDDING 6 2 | 20495 | MONTGOMERY CREEK 3 2 | 1 | Closed | Line | NO | -92 | -10.4 | 92.6 | 249.5 | 37.7 | 1.21 | 2.74
40163 | GLENDALE 15 1 | 40210 | PHOENIX 28 1 | 2 | Closed | Line | NO | 55.9 | 45.1 | 71.8 | 190.1 | 37.7 | 0.31 | 0.16
40163 | GLENDALE 15 1 | 40210 | PHOENIX 28 1 | 1 | Closed | Line | NO | 55.9 | 45.1 | 71.8 | 190.1 | 37.7 | 0.31 | 0.16
20152 | SACRAMENTO 20 1 | 20356 | ELK GROVE 7 2 | 1 | Closed | Line | NO | -87.9 | -28.2 | 92.3 | 245.7 | 37.7 | 0.24 | 0.61
60490 | COLORADO SPRINGS 12 2 | 60405 | COLORADO SPRINGS 1 1 | 1 | Closed | Line | NO | 56.4 | 26.3 | 62.2 | 164.9 | 37.7 | 0.18 | 0.18
40174 | LAVEEN 1 1 | 40257 | PHOENIX 55 1 | 1 | Closed | Line | NO | -61.6 | -19.6 | 64.6 | 171.6 | 37.7 | 0.06 | 0.17
21337 | SANTA CRUZ 3 1 | 21404 | LOS GATOS 1 1 | 1 | Closed | Line | NO | 86.8 | 7.7 | 87.1 | 230.9 | 37.7 | 0.28 | 0.33
10018 | ELMA 1 1 | 10032 | OLYMPIA 2 1 | 1 | Closed | Line | NO | 94.3 | -6.2 | 94.5 | 250.6 | 37.7 | 0.19 | -2.36
40791 | GILA BEND 3 2 | 40883 | GILA BEND 5 1 | 2 | Closed | Line | NO | -77.4 | 6.9 | 77.7 | 206.5 | 37.7 | 0.17 | -0.03
40791 | GILA BEND 3 2 | 40883 | GILA BEND 5 1 | 1 | Closed | Line | NO | -77.4 | 6.9 | 77.7 | 206.5 | 37.7 | 0.17 | -0.03
40791 | GILA BEND 3 2 | 40883 | GILA BEND 5 1 | 3 | Closed | Line | NO | -77.4 | 6.9 | 77.7 | 206.5 | 37.7 | 0.17 | -0.03
74176 | IDAHO FALLS 4 1 | 74182 | IDAHO FALLS 6 1 | 1 | Closed | Line | NO | -93.4 | -33.6 | 99.2 | 263.3 | 37.7 | 0.35 | -1.57
40056 | COLORADO CITY 1 | 50022 | HILDALE 2 | 1 | Closed | Line | NO | -66 | 0.6 | 66 | 175.8 | 37.7 | 0.27 | -0.39
10417 | KENT 5 1 | 10463 | KENT 8 2 | 1 | Closed | Line | NO | -94.9 | 4.1 | 95 | 253.2 | 37.7 | 0.46 | 1.65
28052 | GARDEN GROVE 7 1 | 28071 | ANAHEIM 8 1 | 1 | Closed | Line | NO | 86.9 | 31.9 | 92.6 | 249.4 | 37.7 | 0.11 | -4.12
25031 | SANTA MARIA 1 2 | 25030 | SANTA MARIA 1 1 | 1 | Closed | Transformer | YES | -167.4 | -37.4 | 171.5 | 461.6 | 37.7 | 0.14 | 9.04
25505 | LOS ANGELES 59 1 | 25581 | LONG BEACH 14 1 | 1 | Closed | Line | NO | 87.6 | -6.3 | 87.8 | 233.2 | 37.6 | 0.09 | -0.09
21255 | REDWOOD CITY 6 1 | 21179 | SAN MATEO 3 1 | 1 | Closed | Line | NO | 88.4 | 15.8 | 89.8 | 238.7 | 37.6 | 0.05 | 0.15
30229 | LAS VEGAS 62 3 | 30256 | OVERTON 1 | 1 | Closed | Line | NO | -116 | 11.5 | 116.6 | 313.3 | 37.6 | 0.8 | -3.93
60595 | WIGGINS 1 | 60597 | FORT MORGAN 1 | 1 | Closed | Line | NO | -107.4 | 14.1 | 108.3 | 292.3 | 37.6 | 2.39 | 8.51
25099 | VENTURA 3 2 | 26006 | OXNARD 12 2 | 1 | Closed | Line | NO | -85.1 | -27.3 | 89.4 | 237.7 | 37.6 | 0.16 | -0.49
20446 | MIDDLETOWN 2 1 | 21045 | CALISTOGA 1 | 1 | Closed | Line | NO | 93.8 | -4.5 | 93.9 | 249.6 | 37.6 | 0.31 | -0.14
21528 | SAN JOSE 28 2 | 21544 | SAN JOSE 36 1 | 1 | Closed | Line | NO | 92.1 | 21.6 | 94.6 | 251.5 | 37.6 | 0.09 | 0.23
28474 | SAN DIEGO 18 1 | 28774 | SAN DIEGO 49 2 | 1 | Closed | Line | NO | -96 | -63.8 | 115.2 | 306.9 | 37.6 | 0.08 | 0.11
20535 | BIG BEND 2 1 | 20536 | BIG BEND 2 2 | 1 | Closed | Transformer | YES | -39 | 4.7 | 39.3 | 104.5 | 37.6 | 0.04 | 1.2
60671 | FORT LUPTON 2 2 | 60670 | FORT LUPTON 2 1 | 1 | Closed | Transformer | YES | -283.7 | -126.3 | 310.5 | 845.6 | 37.6 | 0.22 | 16.38
50453 | SAINT GEORGE 5 1 | 50456 | SAINT GEORGE 5 4 | 1 | Closed | TransformerWinding | YES | 367.3 | 87 | 377.5 | 1008.9 | 37.6 | -0.09 | -6.45
30224 | LAS VEGAS 60 1 | 30242 | MOAPA 1 1 | 1 | Closed | Line | NO | -113.7 | 14.1 | 114.5 | 311.7 | 37.6 | 1.01 | -9.36
30177 | LAS VEGAS 42 2 | 30197 | LAS VEGAS 54 2 | 1 | Closed | Line | NO | -115.6 | 5.1 | 115.8 | 308.4 | 37.5 | 0.04 | 0.08
30105 | LAS VEGAS 5 1 | 30185 | LAS VEGAS 48 1 | 1 | Closed | Line | NO | -110.7 | -33.6 | 115.7 | 308.3 | 37.5 | 0.22 | -2.29
25363 | INGLEWOOD 1 1 | 25405 | INGLEWOOD 5 1 | 1 | Closed | Line | NO | 88.5 | -15.9 | 89.9 | 239.6 | 37.5 | 0.08 | -0.3
25205 | CHATSWORTH 2 1 | 25185 | SIMI VALLEY 4 2 | 1 | Closed | Line | NO | -90.6 | -11.7 | 91.4 | 243.7 | 37.5 | 0.06 | 0.01
60262 | DENVER 9 2 | 60377 | LITTLETON 15 1 | 1 | Closed | Line | NO | 55.7 | 31.3 | 63.9 | 170.4 | 37.5 | 0.18 | -0.45
28355 | VICTORVILLE 5 1 | 28286 | VICTORVILLE 2 1 | 1 | Closed | Line | NO | -93.7 | -11.9 | 94.4 | 252.8 | 37.5 | 0.28 | 0.89
10999 | LAKEBAY 3 3 | 10435 | EATONVILLE 1 | 1 | Closed | Line | NO | 93.6 | 5 | 93.8 | 250 | 37.5 | 0.43 | -1.31
60739 | GEORGETOWN 2 | 60738 | GEORGETOWN 1 | 1 | Closed | Transformer | YES | -303.7 | -73.3 | 312.4 | 841.9 | 37.5 | 0.22 | 12.07
60576 | PUEBLO 10 1 | 60659 | PUEBLO 12 3 | 1 | Closed | Line | NO | -65.9 | -10.6 | 66.8 | 178.9 | 37.5 | 0.39 | -0.48
10275 | EDMONDS 2 1 | 10117 | OAK HARBOR 2 1 | 1 | Closed | Line | NO | -492 | -106.5 | 503.4 | 1345.5 | 37.5 | 2.97 | -10.06
20258 | SHINGLE SPRINGS 1 1 | 20260 | SHINGLE SPRINGS 2 1 | 1 | Closed | Line | NO | -88.3 | -11.7 | 89.1 | 237.9 | 37.5 | 0.08 | -0.14
20438 | OROVILLE 5 3 | 20437 | OROVILLE 5 2 | 1 | Closed | Transformer | YES | -170.5 | -6.8 | 170.6 | 457.1 | 37.5 | 0.17 | 7.84
40415 | MESA 14 1 | 40431 | MESA 18 2 | 1 | Closed | Line | NO | -32.7 | -50.4 | 60.1 | 160.5 | 37.5 | 0.04 | -0.04
21254 | VALLEJO 6 2 | 21253 | VALLEJO 6 1 | 1 | Closed | Transformer | YES | -139.7 | -74.9 | 158.6 | 434.4 | 37.4 | 0.12 | 8.18
21630 | SAN JOSE 45 1 | 21535 | SAN JOSE 33 2 | 1 | Closed | Line | NO | 86.6 | 26.2 | 90.5 | 241.6 | 37.4 | 0.11 | 0.25
53136 | ALBUQUERQUE 26 2 | 53140 | RIO RANCHO 4 1 | 1 | Closed | Line | NO | 71.3 | 9.1 | 71.8 | 191.9 | 37.4 | 0.16 | 0.33
23185 | FRESNO 14 2 | 23189 | FRESNO 15 1 | 1 | Closed | Line | NO | 97.6 | 31.1 | 102.4 | 273.6 | 37.4 | 0.38 | 1.15
40220 | PHOENIX 33 3 | 40163 | GLENDALE 15 1 | 2 | Closed | Line | NO | -65 | -40 | 76.4 | 204.9 | 37.4 | 0.12 | 0.37
40220 | PHOENIX 33 3 | 40163 | GLENDALE 15 1 | 3 | Closed | Line | NO | -65 | -40 | 76.4 | 204.9 | 37.4 | 0.12 | 0.37
40220 | PHOENIX 33 3 | 40163 | GLENDALE 15 1 | 1 | Closed | Line | NO | -65 | -40 | 76.4 | 204.9 | 37.4 | 0.12 | 0.37
30401 | LAS VEGAS 74 3 | 30403 | LAS VEGAS 74 5 | 1 | Closed | TransformerWinding | YES | -259.8 | -32.4 | 261.8 | 700 | 37.4 | -0.7 | -35.4
21656 | SUISUN CITY 3 2 | 21448 | SUISUN CITY 1 1 | 1 | Closed | Line | NO | 90.4 | 26.3 | 94.2 | 251.9 | 37.4 | 0.22 | 0.55
10331 | SEATTLE 39 2 | 10330 | SEATTLE 39 1 | 3 | Closed | Transformer | YES | -205.9 | 83.3 | 222.1 | 594.3 | 37.4 | 0.17 | 11.58
25542 | LOS ANGELES 67 1 | 25457 | LOS ANGELES 44 1 | 1 | Closed | Line | NO | -74.1 | -47.2 | 87.9 | 235.2 | 37.4 | 0.09 | -0.93
21016 | PETALUMA 1 1 | 21019 | PETALUMA 2 2 | 1 | Closed | Line | NO | -93 | -21.8 | 95.5 | 257 | 37.4 | 0.35 | 0.89
70132 | GILLETTE 5 1 | 77262 | COLSTRIP 2 9 | 1 | Closed | Line | NO | -511.6 | 91.6 | 519.7 | 1418.8 | 37.4 | 17.91 | 65.56
21661 | BYRON 2 | 21660 | BYRON 1 | 1 | Closed | Transformer | YES | -167.3 | -27.6 | 169.6 | 457 | 37.4 | 0.1 | 5.88
40383 | MESA 8 2 | 40397 | MESA 13 1 | 1 | Closed | Line | NO | 77.2 | 3.9 | 77.3 | 207 | 37.3 | 0.05 | 0.07
40383 | MESA 8 2 | 40397 | MESA 13 1 | 3 | Closed | Line | NO | 77.2 | 3.9 | 77.3 | 207 | 37.3 | 0.05 | 0.07
40383 | MESA 8 2 | 40397 | MESA 13 1 | 2 | Closed | Line | NO | 77.2 | 3.9 | 77.3 | 207 | 37.3 | 0.05 | 0.07
28979 | SAN DIEGO 52 2 | 28446 | SAN DIEGO 9 3 | 1 | Closed | Line | NO | 93.7 | 8.3 | 94.1 | 251.9 | 37.3 | 0.28 | 0.06
60436 | ENGLEWOOD 6 3 | 60414 | LONE TREE 1 | 1 | Closed | Line | NO | 61.1 | 22.4 | 65.1 | 174.4 | 37.3 | 0.14 | 0.38
10557 | ZILLAH 1 | 10682 | MATTAWA 2 3 | 1 | Closed | Line | NO | -90.7 | -16.4 | 92.2 | 249.7 | 37.3 | 0.89 | 0.78
25290 | SAN FERNANDO 1 | 25310 | PACOIMA 3 2 | 3 | Closed | Line | NO | -105.5 | -18.5 | 107.1 | 287.3 | 37.3 | 0.08 | 0.13
25290 | SAN FERNANDO 1 | 25310 | PACOIMA 3 2 | 2 | Closed | Line | NO | -105.5 | -18.5 | 107.1 | 287.3 | 37.3 | 0.08 | 0.13
25290 | SAN FERNANDO 1 | 25310 | PACOIMA 3 2 | 1 | Closed | Line | NO | -105.5 | -18.5 | 107.1 | 287.3 | 37.3 | 0.08 | 0.13
50022 | HILDALE 2 | 50021 | HILDALE 1 | 1 | Closed | Transformer | YES | -42.8 | -4.6 | 43.1 | 116.4 | 37.3 | 0.08 | 2.13
77240 | GLASGOW 2 2 | 77242 | GLASGOW 2 4 | 1 | Closed | TransformerWinding | YES | -141.6 | 32.5 | 145.3 | 390.3 | 37.3 | -0.02 | -1.61
40223 | PHOENIX 36 1 | 40322 | SCOTTSDALE 5 1 | 1 | Closed | Line | NO | 60 | 10.4 | 60.9 | 163.2 | 37.3 | 0.16 | -0.95
20053 | WILLIAMS 1 1 | 20070 | WOODLAND 2 1 | 1 | Closed | Line | NO | 91.3 | -5.6 | 91.4 | 248.2 | 37.3 | 0.58 | -24.14
10777 | MOUNT VERNON 4 3 | 10894 | BURLINGTON 2 3 | 1 | Closed | Line | NO | -47.2 | -72.2 | 86.2 | 231.7 | 37.3 | 0.04 | 0.16
40163 | GLENDALE 15 1 | 40224 | PHOENIX 37 1 | 1 | Closed | Line | NO | 95.1 | 35.2 | 101.4 | 272.1 | 37.3 | 0.14 | 0.36
10464 | RENTON 7 1 | 10469 | BELLEVUE 7 2 | 1 | Closed | Line | NO | -94.1 | -12.2 | 94.9 | 255.3 | 37.2 | 0.16 | 0.4
25260 | SHERMAN OAKS 1 1 | 25290 | SAN FERNANDO 1 | 1 | Closed | Line | NO | -89.8 | -11.6 | 90.5 | 243.5 | 37.2 | 0.26 | -0.71
10213 | MOSSYROCK 1 | 10863 | SILVER CREEK 2 2 | 1 | Closed | Line | NO | -92.4 | 4.2 | 92.5 | 249.1 | 37.2 | 0.34 | 1.13
21391 | SAN JOSE 2 1 | 21479 | SAN JOSE 12 1 | 1 | Closed | Line | NO | 80.4 | 37.5 | 88.7 | 238.3 | 37.2 | 0.03 | 0.03
40151 | PHOENIX 4 2 | 40207 | PHOENIX 26 1 | 1 | Closed | Line | NO | 76.2 | 25 | 80.2 | 215.5 | 37.2 | 0.28 | 0.53
10971 | FORD 1 2 | 10632 | NINE MILE FALLS 1 2 | 1 | Closed | Line | NO | 90.2 | 22.3 | 92.9 | 249.7 | 37.2 | 0.76 | 3.35
40874 | GLOBE 2 3 | 40480 | FLORENCE 3 1 | 1 | Closed | Line | NO | 64.1 | -7 | 64.5 | 173.3 | 37.2 | 0.39 | -1.36
28840 | HINKLEY 2 2 | 28869 | HINKLEY 3 1 | 1 | Closed | Line | NO | 93.6 | 7.4 | 93.9 | 252.4 | 37.2 | 0.09 | 0.11
60657 | PUEBLO 12 1 | 60661 | PUEBLO 12 5 | 1 | Closed | TransformerWinding | YES | 393.7 | 62.7 | 398.7 | 1072.1 | 37.2 | 0.69 | 38.37
60549 | AURORA 18 1 | 60541 | AURORA 16 5 | 1 | Closed | Line | NO | -66 | -0.8 | 66 | 178.1 | 37.2 | 0.24 | 0.08
70113 | ROCK RIVER 1 2 | 70178 | MEDICINE BOW 2 2 | 1 | Closed | Line | NO | -91.4 | 14.6 | 92.5 | 251.9 | 37.2 | 1.38 | 2.01
26092 | BORON 3 1 | 26093 | BORON 3 2 | 1 | Closed | Transformer | YES | -30.2 | 2.4 | 30.3 | 81.4 | 37.2 | 0.07 | 2.41
25946 | MOJAVE 5 2 | 25953 | MOJAVE 5 9 | 1 | Closed | Transformer | YES | -20.3 | 4.3 | 20.8 | 55.9 | 37.2 | 0.03 | 0.94
40654 | GANADO 1 | 40656 | CHINLE 2 | 1 | Closed | Line | NO | -64.2 | 7.7 | 64.7 | 176.8 | 37.2 | 0.85 | -1.44
40127 | SUN CITY 5 2 | 40129 | SUN CITY 7 1 | 3 | Closed | Line | NO | -68.5 | -32.5 | 75.9 | 205.1 | 37.2 | 0.13 | 0.49
40127 | SUN CITY 5 2 | 40129 | SUN CITY 7 1 | 1 | Closed | Line | NO | -68.5 | -32.5 | 75.9 | 205.1 | 37.2 | 0.13 | 0.49
40127 | SUN CITY 5 2 | 40129 | SUN CITY 7 1 | 2 | Closed | Line | NO | -68.5 | -32.5 | 75.9 | 205.1 | 37.2 | 0.13 | 0.49
40165 | GLENDALE 16 2 | 40153 | PHOENIX 5 1 | 1 | Closed | Line | NO | -62.8 | 9.1 | 63.5 | 171.2 | 37.2 | 0.12 | 0.07
77052 | BOZEMAN 1 2 | 77051 | BOZEMAN 1 1 | 1 | Closed | Transformer | YES | -182.1 | -8.8 | 182.3 | 493.7 | 37.1 | 0.19 | 10.17
20237 | WILTON 1 | 20253 | EL DORADO HILLS 1 1 | 1 | Closed | Line | NO | -86.3 | -6.7 | 86.5 | 234.4 | 37.1 | 0.52 | -0.89
40796 | PHOENIX 73 3 | 40153 | PHOENIX 5 1 | 1 | Closed | Line | NO | 71.5 | 15 | 73 | 196.8 | 37.1 | 0.21 | 0.62
40796 | PHOENIX 73 3 | 40153 | PHOENIX 5 1 | 2 | Closed | Line | NO | 71.5 | 15 | 73 | 196.8 | 37.1 | 0.21 | 0.62
70093 | LUSK 1 | 70094 | TORRINGTON 1 | 1 | Closed | Line | NO | 95.6 | -15.9 | 97 | 261.4 | 37.1 | 3.62 | 4.91
60155 | SAN LUIS 3 1 | 60135 | SANFORD 1 | 1 | Closed | Line | NO | -65.7 | 11.5 | 66.7 | 182.8 | 37.1 | 0.61 | -2.68
40649 | PINETOP 2 | 40657 | VERNON 1 | 1 | Closed | Line | NO | -63.5 | 5 | 63.7 | 174 | 37.1 | 0.82 | 0.81
60195 | ARVADA 1 1 | 60232 | DENVER 3 1 | 1 | Closed | Line | NO | 65.6 | 12.9 | 66.8 | 180.3 | 37.1 | 0.06 | 0.03
40504 | TUCSON 13 1 | 40540 | TUCSON 31 1 | 1 | Closed | Line | NO | 63.9 | 2.6 | 63.9 | 172.5 | 37.1 | 0.31 | 0.14
20464 | MIDDLETOWN 4 2 | 20450 | MIDDLETOWN 3 1 | 1 | Closed | Line | NO | 90.5 | 12.7 | 91.4 | 246.6 | 37.1 | 0.09 | 0.29
50130 | WEST JORDAN 6 1 | 50114 | SOUTH JORDAN 1 1 | 1 | Closed | Line | NO | -110.1 | -8.4 | 110.4 | 298.3 | 37.1 | 0.19 | 0.01
25508 | LA CRESCENTA 1 | 25642 | PALMDALE 4 1 | 1 | Closed | Line | NO | 91.9 | -4.4 | 92 | 248.1 | 37.1 | 0.3 | 0.29
40222 | PHOENIX 35 1 | 40215 | PHOENIX 30 2 | 2 | Closed | Line | NO | -57 | -43.5 | 71.7 | 194 | 37.1 | 0.06 | 0.23
40222 | PHOENIX 35 1 | 40215 | PHOENIX 30 2 | 1 | Closed | Line | NO | -57 | -43.5 | 71.7 | 194 | 37.1 | 0.06 | 0.23
10088 | PORT ORCHARD 1 1 | 10227 | SEATTLE 1 1 | 1 | Closed | Line | NO | 78.6 | 4.4 | 78.7 | 212.3 | 37.1 | 0.31 | -2.21
23225 | REEDLEY 2 1 | 23494 | NORTH FORK 2 2 | 1 | Closed | Line | NO | -99.4 | -12.2 | 100.1 | 273.3 | 37.1 | 1.18 | -0.12
50077 | CLEARFIELD 2 2 | 50076 | CLEARFIELD 2 1 | 1 | Closed | Transformer | YES | -326.6 | -76.7 | 335.5 | 912.9 | 37.1 | 0.18 | 10.76
60386 | DENVER 37 2 | 60385 | DENVER 37 1 | 1 | Closed | Transformer | YES | -83.3 | 13.1 | 84.4 | 227.7 | 37.1 | 0.12 | 5.18
40008 | BULLHEAD CITY 1 1 | 40012 | MOHAVE VALLEY 1 3 | 1 | Closed | Line | NO | 63.4 | -1.7 | 63.4 | 171.3 | 37 | 0.18 | -1.57
28373 | MORENO VALLEY 1 1 | 28418 | PERRIS 4 1 | 1 | Closed | Line | NO | 152.1 | 17.3 | 153.1 | 413.4 | 37 | 0.11 | 0.56
25985 | PASADENA 8 2 | 25498 | LOS ANGELES 55 1 | 1 | Closed | Line | NO | 88.9 | -5.5 | 89.1 | 240.7 | 37 | 0.11 | -0.25
60851 | ARVADA 10 2 | 60850 | ARVADA 10 1 | 3 | Closed | Transformer | YES | -81.8 | -18.8 | 83.9 | 230.3 | 37 | 0.1 | 4.91
60851 | ARVADA 10 2 | 60850 | ARVADA 10 1 | 2 | Closed | Transformer | YES | -81.8 | -18.8 | 83.9 | 230.3 | 37 | 0.1 | 4.91
60851 | ARVADA 10 2 | 60850 | ARVADA 10 1 | 1 | Closed | Transformer | YES | -81.8 | -18.8 | 83.9 | 230.3 | 37 | 0.1 | 4.91
23501 | LA GRANGE 2 | 23118 | OAKDALE 1 3 | 1 | Closed | Line | NO | 100.3 | 15 | 101.4 | 274 | 37 | 0.59 | -0.06
60300 | WESTMINSTER 6 3 | 60230 | ARVADA 5 1 | 1 | Closed | Line | NO | 62.5 | 18.7 | 65.2 | 176.2 | 37 | 0.23 | 0.07
21269 | SAN LEANDRO 2 1 | 21215 | ALAMEDA 3 1 | 1 | Closed | Line | NO | -75.6 | -42.3 | 86.7 | 234.9 | 37 | 0.15 | 0.24
21181 | OAKLAND 1 1 | 21671 | OAKLAND 19 8 | 1 | Closed | Line | NO | -425.9 | -175.6 | 460.7 | 1245.7 | 37 | 0.71 | -2.65
10398 | EVERETT 6 1 | 10388 | EVERETT 4 2 | 1 | Closed | Line | NO | 87.4 | 21.2 | 90 | 243.3 | 37 | 0.26 | 0.6
10496 | ARLINGTON 2 1 | 10471 | LAKE STEVENS 1 2 | 1 | Closed | Line | NO | 86.8 | -32.1 | 92.5 | 250.2 | 37 | 0.34 | 0.34
40160 | GLENDALE 13 1 | 40810 | GLENDALE 23 2 | 1 | Closed | Line | NO | -62.2 | 10.5 | 63.1 | 171.4 | 37 | 0.22 | -0.38
10428 | EVERETT 8 2 | 10447 | WOODINVILLE 1 1 | 1 | Closed | Line | NO | 111.5 | 35.9 | 117.1 | 316.9 | 37 | 0.05 | 0.32
26095 | LONG BEACH 27 2 | 28011 | WESTMINSTER 2 1 | 1 | Closed | Line | NO | 485.4 | 145.3 | 506.7 | 1371.4 | 36.9 | 0.55 | -1.25
25515 | PALMDALE 2 1 | 25312 | SANTA CLARITA 3 2 | 3 | Closed | Line | NO | -107.4 | 6.4 | 107.6 | 292.1 | 36.9 | 0.35 | 1.42
25515 | PALMDALE 2 1 | 25312 | SANTA CLARITA 3 2 | 2 | Closed | Line | NO | -107.4 | 6.4 | 107.6 | 292.1 | 36.9 | 0.35 | 1.42
25515 | PALMDALE 2 1 | 25312 | SANTA CLARITA 3 2 | 1 | Closed | Line | NO | -107.4 | 6.4 | 107.6 | 292.1 | 36.9 | 0.35 | 1.42
25360 | SUN VALLEY 1 3 | 25344 | SYLMAR 2 3 | 1 | Closed | Line | NO | 84 | 27.6 | 88.4 | 239.4 | 36.9 | 0.17 | 0.5
80016 | EL PASO 9 3 | 80085 | EL PASO 36 1 | 1 | Closed | Line | NO | -59.9 | -14.5 | 61.7 | 167.2 | 36.9 | 0.16 | -0.51
25238 | SANTA CLARITA 2 1 | 25944 | SANTA CLARITA 4 1 | 2 | Closed | Line | NO | -101 | 0.7 | 101 | 275.4 | 36.9 | 0.65 | 0.38
25238 | SANTA CLARITA 2 1 | 25944 | SANTA CLARITA 4 1 | 1 | Closed | Line | NO | -101 | 0.7 | 101 | 275.4 | 36.9 | 0.65 | 0.38
20090 | WOODLAND 4 1 | 21570 | DAVIS 4 1 | 1 | Closed | Line | NO | 92.5 | -8.7 | 93 | 251.9 | 36.9 | 0.43 | -0.67
25698 | EL MONTE 1 1 | 26076 | WHITTIER 9 2 | 1 | Closed | Line | NO | -87.8 | -14.7 | 89 | 242 | 36.9 | 0.15 | 0.53
21616 | LIVERMORE 5 2 | 21615 | LIVERMORE 5 1 | 1 | Closed | Transformer | YES | -172.4 | -5.6 | 172.5 | 469.5 | 36.9 | 0.17 | 8.4
60404 | DENVER 44 2 | 60415 | DENVER 46 1 | 1 | Closed | Line | NO | -60.8 | -22.3 | 64.7 | 175.7 | 36.9 | 0.24 | -0.5
28266 | FONTANA 7 2 | 28230 | RANCHO CUCAMONGA 3 1 | 1 | Closed | Line | NO | 90 | 14.7 | 91.2 | 247.5 | 36.9 | 0.25 | 0.17
30071 | FERNLEY 1 2 | 30070 | FERNLEY 1 1 | 1 | Closed | Transformer | YES | -156.5 | -15 | 157.2 | 428 | 36.9 | 0.06 | 4.46
60849 | RIFLE 2 3 | 60045 | PARACHUTE 1 | 1 | Closed | Line | NO | 66.6 | 2.5 | 66.7 | 181 | 36.9 | 0.71 | 2.07
50189 | SALT LAKE CITY 20 1 | 50126 | WEST JORDAN 3 1 | 1 | Closed | Line | NO | 102.4 | 45.2 | 111.9 | 303.7 | 36.8 | 0.08 | -0.18
10837 | TACOMA 20 2 | 10736 | TACOMA 19 3 | 1 | Closed | Line | NO | 28.4 | -111.6 | 115.2 | 313.1 | 36.8 | 0.07 | 0.19
25091 | BAKERSFIELD 2 1 | 25959 | BAKERSFIELD 26 1 | 1 | Closed | Line | NO | -89.5 | -14.8 | 90.7 | 246.2 | 36.8 | 0.59 | -10.39
21525 | SAN JOSE 27 1 | 21686 | COYOTE 3 | 1 | Closed | Line | NO | -66 | -50.4 | 83.1 | 225.5 | 36.8 | 0.14 | -1.1
13285 | PORTLAND 21 1 | 13289 | PORTLAND 23 3 | 2 | Closed | Line | NO | -94.5 | -35.7 | 101 | 274.3 | 36.8 | 0.14 | -0.26
13285 | PORTLAND 21 1 | 13289 | PORTLAND 23 3 | 1 | Closed | Line | NO | -94.5 | -35.7 | 101 | 274.3 | 36.8 | 0.14 | -0.26
25275 | VAN NUYS 4 1 | 25228 | NORTHRIDGE 2 1 | 1 | Closed | Line | NO | 89.5 | -7.1 | 89.8 | 243.8 | 36.8 | 0.16 | 0.52
10117 | OAK HARBOR 2 1 | 10120 | OAK HARBOR 2 4 | 1 | Closed | TransformerWinding | YES | 212.6 | 5.1 | 212.6 | 577.6 | 36.8 | 0.38 | 15.66
21413 | SANTA CRUZ 6 1 | 21380 | SCOTTS VALLEY 1 | 1 | Closed | Line | NO | 8.7 | -79.6 | 80.1 | 218.8 | 36.8 | 0.18 | 0.42
77253 | THOMPSON FALLS 2 2 | 77179 | THOMPSON FALLS 1 1 | 1 | Closed | Line | NO | 108.8 | -8.9 | 109.2 | 296.6 | 36.8 | 0.41 | 1.56
23376 | MOSS LANDING 3 | 23006 | MARINA 2 | 1 | Closed | Line | NO | 99.4 | 7.8 | 99.7 | 270.9 | 36.8 | 0.3 | 0.34
21244 | OAKLAND 11 1 | 21327 | CASTRO VALLEY 2 2 | 1 | Closed | Line | NO | -90.5 | 14.7 | 91.7 | 249.4 | 36.8 | 0.11 | 0.13
25988 | WILMINGTON 3 2 | 25987 | WILMINGTON 3 1 | 1 | Closed | Transformer | YES | -544.3 | -179.2 | 573 | 1593.7 | 36.8 | 0.48 | 37.67
25988 | WILMINGTON 3 2 | 25987 | WILMINGTON 3 1 | 2 | Closed | Transformer | YES | -544.3 | -179.2 | 573 | 1593.7 | 36.8 | 0.48 | 37.67
28019 | GARDEN GROVE 1 2 | 28073 | ANAHEIM 9 1 | 1 | Closed | Line | NO | -77.7 | 46.2 | 90.4 | 246 | 36.8 | 0.08 | -0.11
13302 | PORTLAND 33 1 | 10762 | CAMAS 3 3 | 1 | Closed | Line | NO | -488.4 | -120.8 | 503.1 | 1369.2 | 36.8 | 0.91 | -0.98
20087 | GRIDLEY 1 | 20519 | OROVILLE 6 1 | 1 | Closed | Line | NO | -89.2 | -1.5 | 89.3 | 243.7 | 36.8 | 0.38 | -0.21
40488 | MARANA 2 1 | 40479 | FLORENCE 2 1 | 1 | Closed | Line | NO | -50.3 | 27.5 | 57.4 | 164.5 | 36.8 | 0.44 | -5.34
28006 | HUNTINGTON BEACH 3 1 | 26096 | LONG BEACH 27 3 | 1 | Closed | Line | NO | -143.6 | -48.1 | 151.4 | 412.2 | 36.8 | 0.1 | 0.37
40300 | PHOENIX 69 1 | 40267 | PHOENIX 58 1 | 1 | Closed | Line | NO | -29.5 | -80.5 | 85.8 | 234.3 | 36.8 | 0.11 | 0.38
50066 | HERRIMAN 1 2 | 50088 | SALT LAKE CITY 2 1 | 1 | Closed | Line | NO | 105.9 | 44.5 | 114.8 | 312.3 | 36.8 | 0.04 | 0.06
10394 | AUBURN 4 1 | 10461 | KENT 7 1 | 1 | Closed | Line | NO | 90.3 | -19.5 | 92.4 | 251.4 | 36.8 | 0.22 | -1.59
30154 | LAS VEGAS 34 1 | 30209 | HENDERSON 2 2 | 1 | Closed | Line | NO | -99.3 | -41.8 | 107.8 | 293.2 | 36.8 | 0.09 | -0.96
80005 | EL PASO 2 1 | 80085 | EL PASO 36 1 | 1 | Closed | Line | NO | 60.3 | 14 | 61.9 | 168.6 | 36.8 | 0.25 | 0.01
40535 | TUCSON 28 1 | 40853 | TUCSON 50 3 | 2 | Closed | Line | NO | -69.8 | -17.2 | 71.9 | 195.9 | 36.8 | 0.2 | -0.2
40535 | TUCSON 28 1 | 40853 | TUCSON 50 3 | 1 | Closed | Line | NO | -69.8 | -17.2 | 71.9 | 195.9 | 36.8 | 0.2 | -0.2
28675 | LA QUINTA 2 1 | 28685 | COACHELLA 2 2 | 1 | Closed | Line | NO | -92.7 | 2 | 92.7 | 253 | 36.7 | 0.22 | 0.39
60077 | HAYDEN 1 1 | 60090 | STEAMBOAT SPRINGS 1 | 1 | Closed | Line | NO | 65.3 | -6.3 | 65.6 | 178.7 | 36.7 | 0.69 | 1.92
13198 | LEBANON 2 1 | 13197 | LEBANON 1 1 | 1 | Closed | Line | NO | -70.6 | -19.7 | 73.3 | 200.5 | 36.7 | 0.2 | 0.45
23359 | CORCORAN 2 1 | 23361 | CORCORAN 2 3 | 1 | Closed | Transformer | YES | -12.9 | 0.5 | 12.9 | 35.2 | 36.7 | 0.02 | 0.48
60390 | DENVER 39 1 | 60272 | LITTLETON 5 1 | 1 | Closed | Line | NO | -6.8 | -37.5 | 38.1 | 103.7 | 36.7 | 0.02 | -0.03
30191 | LAS VEGAS 51 1 | 30178 | LAS VEGAS 43 1 | 1 | Closed | Line | NO | 116.4 | -4.1 | 116.4 | 317.3 | 36.7 | 0.15 | -0.09
28422 | VISTA 5 1 | 28724 | ESCONDIDO 8 1 | 1 | Closed | Line | NO | -86.9 | -25.8 | 90.6 | 247.2 | 36.7 | 0.11 | -0.16
28892 | IMPERIAL 2 1 | 28893 | IMPERIAL 2 2 | 1 | Closed | Transformer | YES | -27.2 | 0.9 | 27.2 | 74.1 | 36.7 | 0.03 | 0.87
10229 | SEATTLE 3 1 | 10374 | KENT 2 1 | 1 | Closed | Line | NO | 30 | 70.2 | 76.4 | 208.3 | 36.7 | 0.12 | 0.4
13601 | IDLEYLD PARK 2 1 | 13655 | TRAIL 1 | 1 | Closed | Line | NO | 91 | -5.3 | 91.1 | 248.5 | 36.7 | 1.49 | -6.3
21506 | SAN JOSE 21 1 | 21582 | LIVERMORE 4 1 | 1 | Closed | Line | NO | -89 | 1.1 | 89 | 245.5 | 36.7 | 0.43 | -9.07
60887 | WELLINGTON 4 4 | 60886 | WELLINGTON 4 3 | 1 | Closed | Transformer | YES | -76.5 | -6.6 | 76.8 | 210.4 | 36.7 | 0.06 | 2.87
21133 | SOUTH SAN FRANCISCO 1 2 | 21135 | SOUTH SAN FRANCISCO 1 4 | 1 | Closed | TransformerWinding | YES | -168.2 | 42 | 173.3 | 479.4 | 36.6 | -0.14 | -9.39
21072 | SAN FRANCISCO 1 1 | 21119 | SAN FRANCISCO 19 1 | 1 | Closed | Line | NO | -77.4 | 35.7 | 85.2 | 233.7 | 36.6 | 0.02 | -0.87
60884 | WELLINGTON 4 1 | 60890 | WELLINGTON 4 7 | 1 | Closed | TransformerWinding | YES | -369.1 | 112.1 | 385.7 | 1053.1 | 36.6 | 0.24 | 16.57
25606 | LAKEWOOD 6 1 | 25544 | LONG BEACH 4 1 | 1 | Closed | Line | NO | -86.6 | 7.1 | 86.9 | 237.5 | 36.6 | 0.11 | 0.07
25510 | LOS ANGELES 62 1 | 25838 | CARSON 5 3 | 1 | Closed | Line | NO | -84.6 | 5.8 | 84.8 | 232.2 | 36.6 | 0.2 | 0.07
21070 | SAN RAFAEL 3 1 | 21167 | SAN PABLO 1 2 | 1 | Closed | Line | NO | -94.2 | 8.9 | 94.6 | 258.5 | 36.6 | 0.05 | -0.18
28745 | DESERT CENTER 9 | 28772 | DESERT HOT SPRINGS 4 11 | 1 | Closed | Line | NO | 1479.7 | 122 | 1484.8 | 4125.6 | 36.6 | 6.21 | -207.84
60221 | ARVADA 2 1 | 60300 | WESTMINSTER 6 3 | 1 | Closed | Line | NO | -62.4 | -15.5 | 64.3 | 176.2 | 36.6 | 0.12 | 0.19
70137 | CHEYENNE 7 3 | 70086 | CHEYENNE 5 3 | 1 | Closed | Line | NO | -95.2 | 3.6 | 95.2 | 260.9 | 36.6 | 0.28 | 1.25
28287 | RIALTO 1 1 | 28339 | SAN BERNARDINO 4 1 | 1 | Closed | Line | NO | 89.3 | -20.9 | 91.7 | 250.8 | 36.6 | 0.16 | 0.31
21402 | SAN JOSE 3 2 | 21274 | BOULDER CREEK 1 | 1 | Closed | Line | NO | -77.8 | -7.8 | 78.2 | 214.3 | 36.6 | 0.15 | 0.11
80018 | EL PASO 11 1 | 80100 | EL PASO 38 1 | 1 | Closed | Line | NO | -67.8 | 15.8 | 69.6 | 191.3 | 36.6 | 0.24 | -0.55
60537 | AURORA 16 1 | 60540 | AURORA 16 4 | 1 | Closed | TransformerWinding | YES | 53.8 | 22.2 | 58.2 | 159.3 | 36.6 | 0.02 | 0.57
13106 | SALEM 6 1 | 13121 | SALEM 8 3 | 1 | Closed | Line | NO | -69.6 | -51.7 | 86.7 | 237.2 | 36.6 | 0.16 | -1.23
30449 | BUNKERVILLE 2 1 | 30456 | BUNKERVILLE 2 8 | 1 | Closed | Transformer | YES | -173 | -55.7 | 181.8 | 508.1 | 36.5 | 0.19 | 10.81
53136 | ALBUQUERQUE 26 2 | 53149 | ALBUQUERQUE 28 1 | 1 | Closed | Line | NO | 62.4 | -25.1 | 67.2 | 184.5 | 36.5 | 0.35 | 1.16
25438 | GARDENA 2 2 | 25447 | LOS ANGELES 39 1 | 1 | Closed | Line | NO | 68.1 | 49.4 | 84.2 | 230.5 | 36.5 | 0.07 | 0.16
13148 | GERVAIS 1 | 13196 | WOODBURN 2 1 | 1 | Closed | Line | NO | -81.9 | 39.8 | 91.1 | 250.3 | 36.5 | 0.26 | -0.15
25249 | NEWHALL 1 1 | 25306 | PACOIMA 1 1 | 1 | Closed | Line | NO | 80.8 | -33.4 | 87.4 | 239.4 | 36.5 | 0.1 | -0.38
20238 | PENN VALLEY 1 | 20543 | DOBBINS 2 | 1 | Closed | Line | NO | -89.8 | -18.2 | 91.7 | 252.1 | 36.5 | 0.2 | 0.79
23349 | MODESTO 11 2 | 23079 | MODESTO 3 1 | 1 | Closed | Line | NO | 90.3 | 7.2 | 90.6 | 248.2 | 36.5 | 0.21 | 0.37
28842 | ESCONDIDO 10 2 | 28841 | ESCONDIDO 10 1 | 3 | Closed | Transformer | YES | -575.3 | -104.1 | 584.6 | 1614.7 | 36.5 | 0.27 | 21.7
28842 | ESCONDIDO 10 2 | 28841 | ESCONDIDO 10 1 | 1 | Closed | Transformer | YES | -575.3 | -104.1 | 584.6 | 1614.7 | 36.5 | 0.27 | 21.7
28842 | ESCONDIDO 10 2 | 28841 | ESCONDIDO 10 1 | 2 | Closed | Transformer | YES | -575.3 | -104.1 | 584.6 | 1614.7 | 36.5 | 0.27 | 21.7
28310 | OCEANSIDE 1 1 | 28363 | OCEANSIDE 6 1 | 1 | Closed | Line | NO | 87.2 | -19.6 | 89.4 | 245.1 | 36.5 | 0.14 | -0.27
23094 | CERES 2 1 | 23444 | TURLOCK 5 3 | 1 | Closed | Line | NO | -90.1 | -11 | 90.8 | 249.6 | 36.5 | 0.21 | 0.36
25394 | BURBANK 4 1 | 26238 | GLENDALE 8 2 | 1 | Closed | Line | NO | -87.8 | 0.1 | 87.8 | 241.2 | 36.5 | 0.2 | 0.29
40358 | MESA 5 1 | 40395 | MESA 12 3 | 1 | Closed | Line | NO | -58.7 | -23.4 | 63.2 | 173.3 | 36.5 | 0.09 | -0.46
28428 | SUN CITY 2 1 | 28431 | SUN CITY 2 4 | 1 | Closed | TransformerWinding | YES | 170.8 | 27.1 | 172.9 | 474.1 | 36.5 | 0.35 | 20.61
40305 | PHOENIX 70 1 | 40331 | CAVE CREEK 1 3 | 1 | Closed | Line | NO | 57.2 | 2.2 | 57.2 | 156.9 | 36.5 | 0.17 | -2.12
21287 | SAN LORENZO 1 1 | 21307 | MORAGA 1 | 1 | Closed | Line | NO | 50.9 | -58.6 | 77.6 | 212.9 | 36.5 | 0.06 | -0.18
60816 | FLEMING 1 | 60820 | FLEMING 5 | 1 | Closed | Transformer | YES | -76.2 | 16.7 | 78 | 213.8 | 36.5 | 0.08 | 3.55
25426 | LOS ANGELES 31 2 | 25453 | LOS ANGELES 42 1 | 1 | Closed | Line | NO | 87.3 | -11 | 88 | 241.3 | 36.5 | 0.09 | -0.83
21633 | STANFORD 2 2 | 21635 | STANFORD 2 4 | 1 | Closed | TransformerWinding | YES | -169.6 | -3.2 | 169.6 | 465.3 | 36.5 | -0.03 | -1.5
25512 | GLENDALE 5 1 | 25633 | ALHAMBRA 3 2 | 1 | Closed | Line | NO | -45.2 | -66.4 | 80.3 | 220.7 | 36.4 | 0.06 | 0.11
28737 | DESERT CENTER 1 | 28745 | DESERT CENTER 9 | 1 | Closed | Transformer | YES | 2733.1 | 51.8 | 2733.6 | 7500 | 36.4 | 7.45 | 64.96
10247 | TACOMA 17 1 | 10367 | PUYALLUP 7 1 | 1 | Closed | Line | NO | 90.2 | 4.1 | 90.3 | 247.9 | 36.4 | 0.13 | 0.44
10929 | CHEHALIS 2 2 | 10037 | CHEHALIS 1 1 | 1 | Closed | Line | NO | 90.6 | 21.7 | 93.1 | 255.6 | 36.4 | 0.35 | 0.68
28284 | VICTORVILLE 1 2 | 28462 | APPLE VALLEY 2 1 | 1 | Closed | Line | NO | -90.5 | -6.7 | 90.8 | 250.3 | 36.4 | 0.48 | -0.6
28604 | ESCONDIDO 7 1 | 28503 | ESCONDIDO 3 2 | 1 | Closed | Line | NO | -71 | -51.1 | 87.5 | 241.3 | 36.4 | 0.16 | 0.49
10871 | SPOKANE 21 2 | 10650 | SPOKANE 11 1 | 1 | Closed | Line | NO | 77.6 | 42.9 | 88.7 | 243.5 | 36.4 | 0.19 | 0.77
10980 | ELLENSBURG 4 2 | 10541 | ELLENSBURG 2 1 | 1 | Closed | Line | NO | 90.4 | 11 | 91.1 | 250.2 | 36.4 | 0.63 | 0.94
20070 | WOODLAND 2 1 | 20107 | WEST SACRAMENTO 2 2 | 1 | Closed | Line | NO | 91.4 | 0.7 | 91.4 | 251.1 | 36.4 | 0.21 | -5.56
70135 | CHEYENNE 7 1 | 70140 | CHEYENNE 7 6 | 1 | Closed | TransformerWinding | YES | 213 | -11.4 | 213.3 | 596.1 | 36.4 | 0.57 | 33.15
60885 | WELLINGTON 4 2 | 70170 | WHEATLAND 2 1 | 1 | Closed | Line | NO | -517.9 | -59.9 | 521.3 | 1452.3 | 36.4 | 9.83 | -26.63
10193 | VANCOUVER 17 2 | 10195 | VANCOUVER 17 4 | 1 | Closed | TransformerWinding | YES | -161.6 | 38.8 | 166.2 | 456.6 | 36.4 | 0 | 0
28442 | REDLANDS 2 1 | 28783 | REDLANDS 5 3 | 1 | Closed | Line | NO | -89.5 | -18.3 | 91.3 | 251.1 | 36.4 | 0.15 | -1.04
26023 | POMONA 7 2 | 25810 | POMONA 5 1 | 1 | Closed | Line | NO | 54.9 | 61.4 | 82.4 | 226.4 | 36.4 | 0.12 | 0.17
40108 | SURPRISE 4 2 | 40107 | SURPRISE 4 1 | 3 | Closed | Transformer | YES | -408.5 | 46.6 | 411.2 | 1130.6 | 36.4 | 0.27 | 20.31
40108 | SURPRISE 4 2 | 40107 | SURPRISE 4 1 | 2 | Closed | Transformer | YES | -408.5 | 46.6 | 411.2 | 1130.6 | 36.4 | 0.27 | 20.31
26196 | CASTAIC 3 3 | 25181 | CASTAIC 2 1 | 1 | Closed | Line | NO | 87.7 | 2.4 | 87.7 | 241.3 | 36.4 | 0.14 | 0.41
21296 | SAN LEANDRO 4 1 | 21297 | SAN LEANDRO 5 1 | 1 | Closed | Line | NO | -60.2 | 42.3 | 73.6 | 204.1 | 36.3 | 0.03 | -1
60496 | PARKER 2 1 | 60368 | LITTLETON 13 3 | 1 | Closed | Line | NO | 64.8 | 5.8 | 65 | 179 | 36.3 | 0.08 | -0.9
21085 | SAN FRANCISCO 7 3 | 21054 | MILL VALLEY 2 3 | 1 | Closed | Line | NO | -82.6 | 16.5 | 84.2 | 232.2 | 36.3 | 0.16 | 0.15
28807 | PALA 1 | 28810 | PALA 4 | 1 | Closed | TransformerWinding | YES | 221.3 | 10.9 | 221.6 | 610.2 | 36.3 | 0.23 | 12.2
30449 | BUNKERVILLE 2 1 | 30453 | BUNKERVILLE 2 5 | 1 | Closed | Transformer | YES | -173.1 | -60.4 | 183.4 | 511 | 36.3 | 0.1 | 6.14
40450 | MESA 25 2 | 40447 | MESA 23 1 | 1 | Closed | Line | NO | 62.1 | -9.4 | 62.8 | 172.9 | 36.3 | 0.22 | -0.21
10286 | PUYALLUP 1 1 | 10287 | PUYALLUP 2 1 | 1 | Closed | Line | NO | 88.7 | 20.2 | 91 | 250.6 | 36.3 | 0.35 | -0.02
13263 | PORTLAND 15 1 | 13666 | CASCADE LOCKS 1 | 1 | Closed | Line | NO | -1529.6 | -188.8 | 1541.2 | 4246.5 | 36.3 | 3.1 | -152.44
70118 | WRIGHT 2 2 | 70064 | GILLETTE 1 3 | 1 | Closed | Line | NO | 89.4 | -10 | 90 | 247.9 | 36.3 | 0.67 | 0.8
21051 | MILL VALLEY 1 1 | 21069 | CORTE MADERA 1 | 1 | Closed | Line | NO | -79.4 | -18.8 | 81.6 | 225.1 | 36.3 | 0.08 | 0.03
30449 | BUNKERVILLE 2 1 | 30452 | BUNKERVILLE 2 4 | 1 | Closed | Transformer | YES | -173.1 | -58.2 | 182.6 | 511.4 | 36.3 | 0.14 | 8.37
40505 | RIO RICO 1 | 40579 | PATAGONIA 1 | 1 | Closed | Line | NO | -62.1 | -6.7 | 62.5 | 172.8 | 36.3 | 0.31 | -0.92
23114 | JACKSON 1 1 | 23278 | JACKSON 2 2 | 1 | Closed | Line | NO | -95.7 | -11.4 | 96.3 | 266.3 | 36.3 | 0.37 | -0.89
40261 | COTTONWOOD 2 2 | 40198 | CLARKDALE 1 | 1 | Closed | Line | NO | 62.4 | 6.9 | 62.8 | 173.1 | 36.3 | 0.39 | 0.78
28218 | ONTARIO 5 2 | 28217 | ONTARIO 5 1 | 3 | Closed | Transformer | YES | -215.3 | -2.1 | 215.4 | 595.6 | 36.3 | 0.21 | 11.05
28218 | ONTARIO 5 2 | 28217 | ONTARIO 5 1 | 2 | Closed | Transformer | YES | -215.3 | -2.1 | 215.4 | 595.6 | 36.3 | 0.21 | 11.05
28218 | ONTARIO 5 2 | 28217 | ONTARIO 5 1 | 1 | Closed | Transformer | YES | -215.3 | -2.1 | 215.4 | 595.6 | 36.3 | 0.21 | 11.05
10463 | KENT 8 2 | 10486 | ISSAQUAH 2 1 | 1 | Closed | Line | NO | 89.6 | 15.4 | 90.9 | 250.9 | 36.2 | 0.41 | 0.64
10857 | CENTRALIA 2 2 | 10856 | CENTRALIA 2 1 | 1 | Closed | Transformer | YES | -540.4 | 13.6 | 540.6 | 1492.6 | 36.2 | 0.28 | 22.18
25714 | EL MONTE 2 2 | 25721 | MONROVIA 2 1 | 1 | Closed | Line | NO | 71.2 | 46.1 | 84.8 | 236.1 | 36.2 | 0.15 | -1.54
28567 | TEMECULA 4 2 | 28566 | TEMECULA 4 1 | 1 | Closed | Transformer | YES | -139 | -70.6 | 155.9 | 436.6 | 36.2 | 0.07 | 4.69
50198 | MONA 1 1 | 50226 | SANTAQUIN 1 | 1 | Closed | Line | NO | 108.4 | 5 | 108.5 | 299.7 | 36.2 | 0.57 | -0.73
21336 | WALNUT CREEK 2 1 | 21246 | OAKLAND 12 2 | 1 | Closed | Line | NO | 2.2 | -72.6 | 72.7 | 201.1 | 36.2 | 0.05 | 0.11
28432 | HIGHLAND 1 1 | 28783 | REDLANDS 5 3 | 2 | Closed | Line | NO | -104.8 | -11.7 | 105.4 | 291.8 | 36.2 | 0.12 | 0.16
28432 | HIGHLAND 1 1 | 28783 | REDLANDS 5 3 | 3 | Closed | Line | NO | -104.8 | -11.7 | 105.4 | 291.8 | 36.2 | 0.12 | 0.16
28432 | HIGHLAND 1 1 | 28783 | REDLANDS 5 3 | 1 | Closed | Line | NO | -104.8 | -11.7 | 105.4 | 291.8 | 36.2 | 0.12 | 0.16
25579 | LONG BEACH 12 1 | 25509 | LOS ANGELES 61 1 | 1 | Closed | Line | NO | 101.4 | 4.1 | 101.5 | 280.7 | 36.2 | 0.09 | 0.24
25579 | LONG BEACH 12 1 | 25509 | LOS ANGELES 61 1 | 3 | Closed | Line | NO | 101.4 | 4.1 | 101.5 | 280.7 | 36.2 | 0.09 | 0.24
25579 | LONG BEACH 12 1 | 25509 | LOS ANGELES 61 1 | 2 | Closed | Line | NO | 101.4 | 4.1 | 101.5 | 280.7 | 36.2 | 0.09 | 0.24
10357 | LYNNWOOD 6 1 | 10368 | EVERETT 1 1 | 1 | Closed | Line | NO | 91.4 | 4 | 91.5 | 253.2 | 36.1 | 0.1 | 0.21
40853 | TUCSON 50 3 | 40966 | TUCSON 54 1 | 1 | Closed | Line | NO | 65.6 | 67.4 | 94 | 260.3 | 36.1 | 0.17 | 0.51
60483 | GREELEY 2 2 | 60482 | GREELEY 2 1 | 3 | Closed | Transformer | YES | -84.7 | -5.1 | 84.8 | 236 | 36.1 | 0.08 | 3.74
60483 | GREELEY 2 2 | 60482 | GREELEY 2 1 | 1 | Closed | Transformer | YES | -84.7 | -5.1 | 84.8 | 236 | 36.1 | 0.08 | 3.74
60483 | GREELEY 2 2 | 60482 | GREELEY 2 1 | 2 | Closed | Transformer | YES | -84.7 | -5.1 | 84.8 | 236 | 36.1 | 0.08 | 3.74
10276 | EDMONDS 2 2 | 10308 | MUKILTEO 2 | 1 | Closed | Line | NO | 87.3 | -23.5 | 90.5 | 250.5 | 36.1 | 0.1 | 0.2
40484 | TUCSON 3 1 | 40495 | TUCSON 7 1 | 1 | Closed | Line | NO | 61.6 | -7 | 62 | 171.8 | 36.1 | 0.25 | 0.78
28888 | BLYTHE 2 10 | 28737 | DESERT CENTER 1 | 1 | Closed | Line | NO | 1455.6 | -305.8 | 1487.3 | 4121.4 | 36.1 | 3.57 | -177.02
40274 | CHANDLER 2 2 | 40176 | LAVEEN 2 2 | 2 | Closed | Line | NO | 70.7 | 7.6 | 71.1 | 197 | 36.1 | 0.17 | 0.37
40274 | CHANDLER 2 2 | 40176 | LAVEEN 2 2 | 1 | Closed | Line | NO | 70.7 | 7.6 | 71.1 | 197 | 36.1 | 0.17 | 0.37
10021 | CATHLAMET 1 | 13074 | VERNONIA 1 | 1 | Closed | Line | NO | 90.3 | -8.4 | 90.7 | 251.4 | 36.1 | 0.5 | -10.41
40266 | PHOENIX 57 1 | 40225 | PHOENIX 38 1 | 1 | Closed | Line | NO | 25 | 47.3 | 53.5 | 148.4 | 36.1 | 0.05 | 0.05
50310 | HELPER 1 1 | 50415 | HELPER 2 2 | 1 | Closed | Line | NO | -109.3 | 3.6 | 109.4 | 304.9 | 36 | 0.5 | 1.42
53099 | VADO 1 | 80003 | ANTHONY 2 1 | 1 | Closed | Line | NO | -68.1 | -5.5 | 68.4 | 190.3 | 36 | 0.16 | 0.55
10459 | REDMOND 2 1 | 10893 | BURLINGTON 2 2 | 1 | Closed | Line | NO | -463.7 | -131 | 481.9 | 1337.3 | 36 | 3.62 | -27.13
53153 | DULCE 1 | 60070 | IGNACIO 1 | 1 | Closed | Line | NO | -63.4 | 0.8 | 63.4 | 187 | 36 | 0.54 | -20.54
20464 | MIDDLETOWN 4 2 | 21002 | HEALDSBURG 1 | 1 | Closed | Line | NO | 91.5 | 4.6 | 91.6 | 254.4 | 36 | 0.25 | -2.21
13268 | PORTLAND 16 3 | 13281 | PORTLAND 18 2 | 1 | Closed | Line | NO | -88.8 | -11.3 | 89.6 | 249.5 | 36 | 0.3 | -0.2
21085 | SAN FRANCISCO 7 3 | 21101 | SAN FRANCISCO 12 2 | 1 | Closed | Line | NO | -91.9 | 0.1 | 91.9 | 255.6 | 36 | 0.07 | -0.03
26172 | LONG BEACH 28 2 | 28003 | HUNTINGTON BEACH 2 1 | 1 | Closed | Line | NO | 95.6 | 24.6 | 98.7 | 274.1 | 36 | 0.04 | 0.05
26172 | LONG BEACH 28 2 | 28003 | HUNTINGTON BEACH 2 1 | 2 | Closed | Line | NO | 95.6 | 24.6 | 98.7 | 274.1 | 36 | 0.04 | 0.05
25672 | NORWALK 1 1 | 25931 | NORWALK 4 2 | 1 | Closed | Line | NO | -76.8 | 38.2 | 85.8 | 238.3 | 36 | 0.07 | 0.12
25652 | LONG BEACH 23 1 | 28010 | WESTMINSTER 1 1 | 1 | Closed | Line | NO | 86 | 8 | 86.3 | 240 | 36 | 0.13 | -0.65
53131 | LAS CRUCES 3 1 | 53291 | LA MESA 6 2 | 1 | Closed | Line | NO | -62.9 | -20.8 | 66.2 | 184.2 | 36 | 0.3 | -1.21
25414 | LOS ANGELES 26 1 | 25267 | MARINA DEL REY 2 | 1 | Closed | Line | NO | -87.5 | -4.3 | 87.6 | 244 | 35.9 | 0.15 | 0
60877 | FOUNTAIN 5 2 | 60880 | FOUNTAIN 5 5 | 1 | Closed | TransformerWinding | YES | 151 | 43.6 | 157.1 | 437.3 | 35.9 | 0.22 | 9.4
50171 | CENTERVILLE 2 1 | 50411 | BOUNTIFUL 3 1 | 1 | Closed | Line | NO | 108.9 | 19.3 | 110.6 | 307.7 | 35.9 | 0.03 | -0.1
74084 | BOISE 3 2 | 74083 | BOISE 3 1 | 1 | Closed | Transformer | YES | -148.1 | -38 | 152.9 | 433.5 | 35.9 | 0.19 | 9.59
53136 | ALBUQUERQUE 26 2 | 53135 | ALBUQUERQUE 26 1 | 3 | Closed | Transformer | YES | -84.4 | -2.1 | 84.4 | 235.8 | 35.9 | 0.09 | 3.89
53136 | ALBUQUERQUE 26 2 | 53135 | ALBUQUERQUE 26 1 | 2 | Closed | Transformer | YES | -84.4 | -2.1 | 84.4 | 235.8 | 35.9 | 0.09 | 3.89
53136 | ALBUQUERQUE 26 2 | 53135 | ALBUQUERQUE 26 1 | 1 | Closed | Transformer | YES | -84.4 | -2.1 | 84.4 | 235.8 | 35.9 | 0.09 | 3.89
10535 | YAKIMA 5 2 | 10530 | YAKIMA 3 1 | 1 | Closed | Line | NO | 88.4 | 14.7 | 89.6 | 249.6 | 35.9 | 0.35 | -1.38
28243 | CORONA 6 1 | 28250 | RIVERSIDE 1 3 | 1 | Closed | Line | NO | 89.2 | -13.3 | 90.2 | 251.2 | 35.9 | 0.19 | 0.59
20205 | LINCOLN 2 1 | 20203 | LINCOLN 1 1 | 1 | Closed | Line | NO | -88.1 | -2.7 | 88.1 | 245.9 | 35.9 | 0.12 | 0.41
60859 | FREDERICK 2 | 60858 | FREDERICK 1 | 1 | Closed | Transformer | YES | -307.6 | -10 | 307.8 | 861.4 | 35.9 | 0.33 | 17.62
20362 | RIO VISTA 2 2 | 21277 | MARTINEZ 1 1 | 1 | Closed | Line | NO | 86.2 | 0.3 | 86.2 | 240.3 | 35.9 | 0.4 | -0.68
30166 | LAS VEGAS 40 1 | 30232 | LAS VEGAS 65 1 | 1 | Closed | Line | NO | -106.3 | -28.2 | 110 | 306.5 | 35.9 | 0.13 | -3.61
28070 | SANTA ANA 2 1 | 29041 | HUNTINGTON BEACH 7 3 | 1 | Closed | Line | NO | -87.1 | -23.1 | 90.1 | 251.7 | 35.9 | 0.16 | 0.24
40086 | SURPRISE 2 3 | 40108 | SURPRISE 4 2 | 2 | Closed | Line | NO | -68.1 | -26.4 | 73.1 | 204.4 | 35.9 | 0.14 | 0.37
40086 | SURPRISE 2 3 | 40108 | SURPRISE 4 2 | 1 | Closed | Line | NO | -68.1 | -26.4 | 73.1 | 204.4 | 35.9 | 0.14 | 0.37
40086 | SURPRISE 2 3 | 40108 | SURPRISE 4 2 | 3 | Closed | Line | NO | -68.1 | -26.4 | 73.1 | 204.4 | 35.9 | 0.14 | 0.37
25089 | OXNARD 2 1 | 25080 | OXNARD 1 1 | 1 | Closed | Line | NO | 33.6 | 69.1 | 76.8 | 214.2 | 35.9 | 0.1 | 0.09
10728 | SULTAN 2 1 | 10748 | BRIDGEPORT 2 | 1 | Closed | Line | NO | -482.5 | -20.4 | 482.9 | 1373.7 | 35.9 | 10.12 | -26.31
74206 | MOUNTAIN HOME 2 4 | 74224 | MOUNTAIN HOME 3 2 | 1 | Closed | Line | NO | 86.8 | 18.5 | 88.7 | 247.6 | 35.8 | 0.3 | 1.19
21086 | SAN FRANCISCO 8 1 | 21087 | DALY CITY 1 1 | 1 | Closed | Line | NO | 56 | 50.9 | 75.7 | 211.5 | 35.8 | 0.04 | -0.24
10678 | LIBERTY LAKE 1 | 74241 | RATHDRUM 3 2 | 1 | Closed | Line | NO | -86.7 | -20.8 | 89.1 | 248.7 | 35.8 | 0.36 | -1.53
25156 | THOUSAND OAKS 2 1 | 25159 | THOUSAND OAKS 2 4 | 1 | Closed | TransformerWinding | YES | 199.4 | 17.5 | 200.2 | 558.7 | 35.8 | 0.14 | 8.98
20176 | NORTH HIGHLANDS 1 1 | 20177 | NORTH HIGHLANDS 2 1 | 1 | Closed | Line | NO | 1 | 54.9 | 54.9 | 159.3 | 35.8 | 0.03 | -2.18
13055 | DALLAS 1 | 13092 | INDEPENDENCE 1 | 1 | Closed | Line | NO | -67.1 | -53.7 | 86 | 241.2 | 35.8 | 0.15 | 0.48
30430 | NORTH LAS VEGAS 11 2 | 30142 | LAS VEGAS 27 1 | 1 | Closed | Line | NO | 106.7 | 7.9 | 107 | 298.7 | 35.8 | 0.23 | 0.25
74058 | NAMPA 5 1 | 74327 | NEW PLYMOUTH 2 | 1 | Closed | Line | NO | -90.6 | -12.6 | 91.5 | 257.3 | 35.8 | 0.81 | -1.2
28266 | FONTANA 7 2 | 28301 | RIALTO 4 2 | 1 | Closed | Line | NO | -6 | -59.4 | 59.7 | 166.6 | 35.8 | 0.03 | -0.07
70034 | BASIN 1 | 70033 | WORLAND 1 | 1 | Closed | Line | NO | 70.7 | -5.1 | 70.9 | 197.9 | 35.8 | 0.97 | 2.1
23158 | MADERA 4 2 | 23157 | MADERA 4 1 | 1 | Closed | Transformer | YES | -144.4 | -60.6 | 156.6 | 446.3 | 35.8 | 0.11 | 7.48
10409 | BOTHELL 4 1 | 10318 | SEATTLE 33 1 | 3 | Closed | Line | NO | 102 | 12.5 | 102.8 | 287.4 | 35.8 | 0.19 | 0.76
10409 | BOTHELL 4 1 | 10318 | SEATTLE 33 1 | 1 | Closed | Line | NO | 102 | 12.5 | 102.8 | 287.4 | 35.8 | 0.19 | 0.76
10409 | BOTHELL 4 1 | 10318 | SEATTLE 33 1 | 2 | Closed | Line | NO | 102 | 12.5 | 102.8 | 287.4 | 35.8 | 0.19 | 0.76
40643 | WILLCOX 1 | 40767 | COCHISE 3 | 1 | Closed | Line | NO | -60.3 | -2 | 60.4 | 171.6 | 35.8 | 0.99 | 0.59
40142 | PEORIA 3 1 | 40145 | PEORIA 6 1 | 1 | Closed | Line | NO | -51.4 | -13.3 | 53.1 | 148.6 | 35.7 | 0.08 | -2.06
11049 | VANCOUVER 18 2 | 13155 | HILLSBORO 3 1 | 1 | Closed | Line | NO | 78.3 | 38.5 | 87.2 | 244.3 | 35.7 | 0.6 | 0.95
40556 | TUCSON 38 3 | 40557 | TUCSON 38 4 | 1 | Closed | TransformerWinding | YES | -61.9 | -11.8 | 63 | 180.4 | 35.7 | 0.07 | 5.94
50060 | OGDEN 1 2 | 70122 | KEMMERER 2 1 | 1 | Closed | Line | NO | -451.1 | 0.9 | 451.1 | 1288.1 | 35.7 | 7.12 | -38.1
50315 | EVANSTON 1 2 | 50314 | EVANSTON 1 1 | 1 | Closed | Transformer | YES | 31.1 | -1.4 | 31.2 | 87.5 | 35.7 | 0.03 | 1.07
13445 | VALE 1 3 | 13441 | BAKER CITY 1 | 1 | Closed | Line | NO | -86.3 | 9 | 86.7 | 253.2 | 35.7 | 1.78 | -11.23
60495 | AURORA 13 1 | 60715 | AURORA 19 3 | 2 | Closed | Line | NO | -71.1 | -24.6 | 75.2 | 211.5 | 35.7 | 0.39 | -0.29
60495 | AURORA 13 1 | 60715 | AURORA 19 3 | 3 | Closed | Line | NO | -71.1 | -24.6 | 75.2 | 211.5 | 35.7 | 0.39 | -0.29
60495 | AURORA 13 1 | 60715 | AURORA 19 3 | 1 | Closed | Line | NO | -71.1 | -24.6 | 75.2 | 211.5 | 35.7 | 0.39 | -0.29
60315 | FORT COLLINS 8 1 | 60413 | WINDSOR 3 2 | 1 | Closed | Line | NO | 62.2 | 11.8 | 63.3 | 177.4 | 35.7 | 0.36 | -1.34
13303 | PORTLAND 33 2 | 13312 | PORTLAND 36 2 | 1 | Closed | Line | NO | 45.5 | 63.4 | 78.1 | 218.9 | 35.7 | 0.21 | 0.42
53192 | SILVER CITY 2 | 53247 | LORDSBURG 1 2 | 1 | Closed | Line | NO | -61.1 | 8.4 | 61.7 | 177.3 | 35.7 | 1.11 | -2.76
40883 | GILA BEND 5 1 | 40888 | GILA BEND 5 6 | 1 | Closed | Transformer | YES | -91.8 | 26.8 | 95.7 | 268.2 | 35.7 | 0.13 | 3.88
25978 | BORON 2 1 | 25870 | BORON 1 2 | 1 | Closed | Line | NO | -83.7 | 9.1 | 84.2 | 236.3 | 35.6 | 0.04 | 0.04
25179 | AGOURA HILLS 2 2 | 25176 | OAK PARK 1 | 1 | Closed | Line | NO | -85.4 | -7.9 | 85.8 | 241.1 | 35.6 | 0.11 | 0.34
30450 | BUNKERVILLE 2 2 | 30449 | BUNKERVILLE 2 1 | 1 | Closed | Transformer | YES | -157.6 | -23.9 | 159.4 | 451.1 | 35.6 | 0.12 | 7.27
21130 | SAN FRANCISCO 23 1 | 21182 | OAKLAND 1 2 | 1 | Closed | Line | NO | -3.3 | -73.6 | 73.6 | 206.7 | 35.6 | 0.06 | -0.01
40231 | PHOENIX 42 2 | 40196 | PHOENIX 21 1 | 1 | Closed | Line | NO | 2.6 | 56.9 | 57 | 160 | 35.6 | 0.07 | 0.04
21477 | FREMONT 8 1 | 21379 | SUNNYVALE 6 1 | 1 | Closed | Line | NO | -89.1 | -18.3 | 91 | 255.4 | 35.6 | 0.15 | -0.98
20067 | COLUSA 1 | 20298 | MAXWELL 3 | 1 | Closed | Line | NO | -85.8 | 4.5 | 85.9 | 243.1 | 35.6 | 0.67 | -0.58
60270 | BROOMFIELD 3 1 | 60378 | THORNTON 1 1 | 1 | Closed | Line | NO | 56.2 | 25.7 | 61.8 | 173.6 | 35.6 | 0.14 | 0.16
28434 | HIGHLAND 2 1 | 28531 | MENTONE 1 | 1 | Closed | Line | NO | -88.8 | 4.5 | 88.9 | 250.1 | 35.6 | 0.21 | 0.66
13135 | SPRINGFIELD 2 1 | 13582 | LOWELL 4 3 | 1 | Closed | Line | NO | -81.8 | -6.9 | 82.1 | 232.3 | 35.6 | 0.48 | 1.01
13512 | CLATSKANIE 3 1 | 13029 | ASTORIA 1 | 1 | Closed | Line | NO | 89 | -1.9 | 89 | 250.1 | 35.6 | 0.52 | 0.98
13184 | AUMSVILLE 1 | 13138 | SALEM 10 1 | 1 | Closed | Line | NO | 62.4 | -55.9 | 83.8 | 235.5 | 35.6 | 0.33 | -0.27
60176 | BOULDER 3 2 | 60676 | BOULDER 9 3 | 1 | Closed | Line | NO | -63.2 | -0.8 | 63.2 | 178.1 | 35.6 | 0.14 | -0.64
40642 | WHITERIVER 1 | 40649 | PINETOP 2 | 1 | Closed | Line | NO | -58.4 | 9.1 | 59.2 | 170.5 | 35.6 | 1.84 | 2.58
28508 | MORENO VALLEY 7 3 | 28417 | PERRIS 3 2 | 1 | Closed | Line | NO | -80.1 | -35.6 | 87.6 | 247 | 35.6 | 0.09 | 0.25
21313 | FREMONT 2 2 | 21359 | NEWARK 1 1 | 1 | Closed | Line | NO | 68.3 | 13.2 | 69.5 | 195.6 | 35.6 | 0.05 | -0.24
21744 | GILROY 4 1 | 21747 | GILROY 4 4 | 1 | Closed | TransformerWinding | YES | 196.8 | 12.5 | 197.2 | 554.7 | 35.5 | 0.03 | 1.81
28262 | FONTANA 5 1 | 28298 | RIALTO 2 3 | 1 | Closed | Line | NO | -43.1 | -66.3 | 79.1 | 222.5 | 35.5 | 0.1 | -0.64
40806 | TUCSON 49 2 | 40805 | TUCSON 49 1 | 1 | Closed | Transformer | YES | -272.7 | -82.5 | 284.9 | 816.6 | 35.5 | 0.24 | 16.02
70017 | ROCK SPRINGS 1 1 | 70152 | POINT OF ROCKS 2 | 1 | Closed | Line | NO | -87.9 | -0.3 | 87.9 | 250.8 | 35.5 | 1.14 | 2.7
53257 | BELEN 2 1 | 53260 | BELEN 2 4 | 1 | Closed | TransformerWinding | YES | 95.6 | 22.6 | 98.3 | 276.6 | 35.5 | 0.26 | 11.21
30186 | LAS VEGAS 49 1 | 30230 | LAS VEGAS 63 1 | 1 | Closed | Line | NO | -99.7 | -35.2 | 105.7 | 297.7 | 35.5 | 0.19 | -0.26
25310 | PACOIMA 3 2 | 25404 | SUNLAND 1 | 2 | Closed | Line | NO | 99.4 | 10.7 | 100 | 281.4 | 35.5 | 0.3 | -0.75
25310 | PACOIMA 3 2 | 25404 | SUNLAND 1 | 1 | Closed | Line | NO | 99.4 | 10.7 | 100 | 281.4 | 35.5 | 0.3 | -0.75
25310 | PACOIMA 3 2 | 25404 | SUNLAND 1 | 3 | Closed | Line | NO | 99.4 | 10.7 | 100 | 281.4 | 35.5 | 0.3 | -0.75
28138 | IRVINE 6 1 | 28104 | SANTA ANA 9 1 | 1 | Closed | Line | NO | 19.3 | 67.9 | 70.6 | 198.7 | 35.5 | 0.03 | 0.01
70132 | GILLETTE 5 1 | 70101 | GLENROCK 2 7 | 1 | Closed | Line | NO | 515.2 | -64.7 | 519.3 | 1461.7 | 35.5 | 10.15 | -4.95
10736 | TACOMA 19 3 | 10365 | PUYALLUP 6 1 | 1 | Closed | Line | NO | 94 | 29.6 | 98.5 | 277.4 | 35.5 | 0.15 | 0.32
10736 | TACOMA 19 3 | 10365 | PUYALLUP 6 1 | 2 | Closed | Line | NO | 94 | 29.6 | 98.5 | 277.4 | 35.5 | 0.15 | 0.32
21383 | CONCORD 5 2 | 21382 | CONCORD 5 1 | 1 | Closed | Transformer | YES | -159.1 | -0.5 | 159.1 | 449.3 | 35.5 | 0.13 | 8.86
13595 | OXBOW 2 2 | 13594 | OXBOW 2 1 | 1 | Closed | Transformer | YES | -540.5 | 30.1 | 541.3 | 1524.8 | 35.5 | 0.23 | 20.62
23248 | WOODLAKE 1 | 23414 | SHAVER LAKE 2 3 | 1 | Closed | Line | NO | -92.5 | -4.2 | 92.6 | 263.2 | 35.5 | 0.91 | -6.23
25637 | PASADENA 4 1 | 25694 | SOUTH EL MONTE 2 1 | 1 | Closed | Line | NO | 82.5 | -19.9 | 84.9 | 239.3 | 35.5 | 0.05 | -0.78
21386 | FAIRFIELD 3 2 | 21385 | FAIRFIELD 3 1 | 1 | Closed | Transformer | YES | -159.2 | -8.8 | 159.4 | 450.8 | 35.5 | 0.11 | 5.12
40227 | PHOENIX 40 1 | 40796 | PHOENIX 73 3 | 1 | Closed | Line | NO | -60.3 | 12.4 | 61.5 | 173.6 | 35.5 | 0.08 | 0.23
28316 | HELENDALE 1 | 28719 | HINKLEY 1 3 | 1 | Closed | Line | NO | -87.3 | 1.7 | 87.3 | 248.4 | 35.5 | 0.83 | 1
70000 | WILSON 1 | 74193 | IRWIN 2 | 1 | Closed | Line | NO | -58.1 | 9.5 | 58.8 | 166.9 | 35.5 | 0.4 | 0.26
13224 | SHADY COVE 3 | 13655 | TRAIL 1 | 1 | Closed | Line | NO | -86.6 | 1.4 | 86.6 | 246.9 | 35.5 | 0.86 | 3.62
13647 | CLATSKANIE 4 3 | 13067 | CLATSKANIE 1 1 | 1 | Closed | Line | NO | 88.1 | 8.3 | 88.4 | 249.5 | 35.4 | 0.26 | 1
77287 | KEVIN 1 | 77289 | KEVIN 3 | 1 | Closed | Transformer | YES | -180.5 | 31.5 | 183.2 | 517 | 35.4 | 0.14 | 7.86
21167 | SAN PABLO 1 2 | 21166 | SAN PABLO 1 1 | 1 | Closed | Transformer | YES | -212.2 | -0.8 | 212.2 | 599.5 | 35.4 | 0.11 | 6.06
21167 | SAN PABLO 1 2 | 21166 | SAN PABLO 1 1 | 3 | Closed | Transformer | YES | -212.2 | -0.8 | 212.2 | 599.5 | 35.4 | 0.11 | 6.06
21167 | SAN PABLO 1 2 | 21166 | SAN PABLO 1 1 | 2 | Closed | Transformer | YES | -212.2 | -0.8 | 212.2 | 599.5 | 35.4 | 0.11 | 6.06
25521 | COMPTON 2 1 | 25536 | HUNTINGTON PARK 3 1 | 1 | Closed | Line | NO | -80.1 | 18 | 82.1 | 232.8 | 35.4 | 0.13 | -1.02
28396 | SAN DIEGO 2 1 | 28908 | CORONADO 2 2 | 1 | Closed | Line | NO | -86.3 | -16.5 | 87.9 | 248.8 | 35.4 | 0.28 | 0.21
60659 | PUEBLO 12 3 | 60574 | PUEBLO 9 1 | 1 | Closed | Line | NO | 62.8 | 10.3 | 63.6 | 179.6 | 35.4 | 0.15 | 0.39
80020 | EL PASO 12 1 | 80033 | EL PASO 20 1 | 1 | Closed | Line | NO | 60.6 | -6.3 | 60.9 | 172 | 35.4 | 0.21 | -0.05
13448 | ONTARIO 1 2 | 13447 | ONTARIO 1 1 | 1 | Closed | Transformer | YES | -157.6 | -12.9 | 158.1 | 449 | 35.4 | 0.11 | 7.73
10525 | LEAVENWORTH 1 | 10538 | CASHMERE 2 | 1 | Closed | Line | NO | -87.3 | 2.2 | 87.3 | 249.7 | 35.4 | 1.15 | 1.99
41004 | TONOPAH 6 1 | 40045 | SALOME 1 | 1 | Closed | Line | NO | 57.9 | -3.6 | 58 | 164 | 35.4 | 0.87 | 0.35
40413 | GILBERT 10 1 | 40431 | MESA 18 2 | 1 | Closed | Line | NO | 35.2 | 43.7 | 56.1 | 158.8 | 35.4 | 0.05 | -0.13
10893 | BURLINGTON 2 2 | 10892 | BURLINGTON 2 1 | 3 | Closed | Transformer | YES | -549.8 | 159.4 | 572.4 | 1618.3 | 35.4 | 0.33 | 27.09
10893 | BURLINGTON 2 2 | 10892 | BURLINGTON 2 1 | 1 | Closed | Transformer | YES | -549.8 | 159.4 | 572.4 | 1618.3 | 35.4 | 0.33 | 27.09
30232 | LAS VEGAS 65 1 | 30348 | LAS VEGAS 71 1 | 1 | Closed | Line | NO | -104.2 | -31.4 | 108.8 | 307.7 | 35.4 | 0.23 | -1.92
28238 | MIRA LOMA 2 2 | 28999 | RIVERSIDE 18 2 | 1 | Closed | Line | NO | -63.2 | -50 | 80.6 | 228 | 35.3 | 0.15 | -3.86
40137 | PHOENIX 3 1 | 40119 | GLENDALE 9 1 | 1 | Closed | Line | NO | 50.2 | 29.2 | 58.1 | 164.4 | 35.3 | 0.04 | 0
10471 | LAKE STEVENS 1 2 | 10440 | MARYSVILLE 3 1 | 1 | Closed | Line | NO | 85.7 | -24.6 | 89.2 | 252.4 | 35.3 | 0.14 | -1.22
28093 | ANAHEIM 11 1 | 28129 | SANTA ANA 10 3 | 1 | Closed | Line | NO | 13.6 | -60.9 | 62.4 | 176.6 | 35.3 | 0.04 | -0.72
70015 | CODY 1 | 77038 | RED LODGE 3 | 1 | Closed | Line | NO | -93.9 | 7.1 | 94.2 | 271.9 | 35.3 | 2.03 | 3.25
30246 | BOULDER CITY 1 3 | 30247 | BOULDER CITY 1 4 | 1 | Closed | TransformerWinding | YES | -45.2 | 4 | 45.4 | 133.8 | 35.3 | 0.56 | 15.69
21331 | PLEASANT HILL 2 1 | 21692 | BIRDS LANDING 4 1 | 1 | Closed | Line | NO | -87.7 | -3 | 87.8 | 250.1 | 35.3 | 0.55 | -0.56
50020 | CEDAR CITY 2 2 | 50019 | CEDAR CITY 2 1 | 1 | Closed | Transformer | YES | -319 | 6 | 319.1 | 904.7 | 35.3 | 0.16 | 10.71
40191 | PHOENIX 19 1 | 40257 | PHOENIX 55 1 | 2 | Closed | Line | NO | -62.4 | -32.3 | 70.2 | 199 | 35.3 | 0.09 | -2.77
40191 | PHOENIX 19 1 | 40257 | PHOENIX 55 1 | 3 | Closed | Line | NO | -62.4 | -32.3 | 70.2 | 199 | 35.3 | 0.09 | -2.77
40191 | PHOENIX 19 1 | 40257 | PHOENIX 55 1 | 1 | Closed | Line | NO | -62.4 | -32.3 | 70.2 | 199 | 35.3 | 0.09 | -2.77
30144 | LAS VEGAS 28 1 | 30174 | NORTH LAS VEGAS 5 2 | 1 | Closed | Line | NO | -85.8 | -60.8 | 105.2 | 298 | 35.3 | 0.09 | -1.31
40350 | CHANDLER 5 3 | 40411 | SACATON 1 | 1 | Closed | Line | NO | 63.4 | 2.8 | 63.5 | 180 | 35.3 | 0.12 | -0.11
28005 | BUENA PARK 2 1 | 28012 | WESTMINSTER 2 2 | 1 | Closed | Line | NO | -88.9 | 0 | 88.9 | 252.4 | 35.3 | 0.11 | -0.68
21692 | BIRDS LANDING 4 1 | 21680 | BIRDS LANDING 3 2 | 1 | Closed | Line | NO | -88.3 | -2.4 | 88.3 | 250.6 | 35.2 | 0.01 | 0.02
10432 | BONNEY LAKE 1 1 | 10462 | KENT 8 1 | 1 | Closed | Line | NO | 473.5 | 99.1 | 483.8 | 1372.7 | 35.2 | 1.32 | -5.78
28403 | SAN DIEGO 4 1 | 28406 | SAN DIEGO 4 4 | 1 | Closed | TransformerWinding | YES | 214.4 | 16.5 | 215 | 610.1 | 35.2 | 0.07 | 4.42
13011 | COOS BAY 2 1 | 13010 | COOS BAY 1 2 | 1 | Closed | Line | NO | -76.9 | 23.2 | 80.3 | 228.3 | 35.2 | 0.38 | 0.8
50015 | NEW HARMONY 1 | 50039 | PANGUITCH 3 | 1 | Closed | Line | NO | -112.7 | -5 | 112.8 | 325.6 | 35.2 | 1.73 | -13.32
10091 | RIDGEFIELD 1 | 10954 | ARIEL 2 | 1 | Closed | Line | NO | -87.6 | -0.8 | 87.6 | 249.5 | 35.2 | 0.22 | -3.42
23059 | STOCKTON 13 1 | 23433 | LODI 6 3 | 1 | Closed | Line | NO | -93.4 | -18 | 95.2 | 272.1 | 35.2 | 0.45 | 0.78
70089 | UPTON 2 | 70167 | GILLETTE 6 1 | 1 | Closed | Line | NO | -85.8 | 16.6 | 87.4 | 255.6 | 35.2 | 1.13 | -6.56
10415 | KENT 3 2 | 10362 | AUBURN 1 1 | 1 | Closed | Line | NO | 88.4 | 6.5 | 88.6 | 251.8 | 35.2 | 0.06 | 0.16
30039 | SPARKS 1 1 | 30389 | SPARKS 9 3 | 1 | Closed | Line | NO | -96.5 | -20.6 | 98.7 | 280.9 | 35.2 | 0.49 | -1.43
20182 | ROSEVILLE 1 1 | 20183 | ROSEVILLE 2 1 | 1 | Closed | Line | NO | -86.9 | 10.9 | 87.6 | 249.7 | 35.2 | 0.26 | -0.16
10708 | WENATCHEE 3 2 | 10707 | WENATCHEE 3 1 | 1 | Closed | Transformer | YES | -525 | -27.1 | 525.7 | 1500.2 | 35.2 | 0.32 | 23.4
40163 | GLENDALE 15 1 | 40233 | PHOENIX 43 1 | 1 | Closed | Line | NO | 55 | 23.5 | 59.8 | 170.1 | 35.2 | 0.42 | -0.43
60391 | DENVER 40 1 | 60383 | DENVER 36 1 | 2 | Closed | Line | NO | -69.5 | -7.7 | 69.9 | 198.9 | 35.2 | 0.02 | 0
60391 | DENVER 40 1 | 60383 | DENVER 36 1 | 1 | Closed | Line | NO | -69.5 | -7.7 | 69.9 | 198.9 | 35.2 | 0.02 | 0
28856 | EL CAJON 8 2 | 28806 | EL CAJON 7 2 | 1 | Closed | Line | NO | 86.8 | 8.9 | 87.2 | 248.1 | 35.2 | 0.01 | 0.04
21120 | SAN FRANCISCO 20 1 | 21382 | CONCORD 5 1 | 1 | Closed | Line | NO | -430.4 | -98.6 | 441.5 | 1258.5 | 35.1 | 1.38 | -2.99
28311 | VICTORVILLE 3 1 | 28849 | VICTORVILLE 7 3 | 1 | Closed | Line | NO | -83.7 | -22.5 | 86.7 | 247 | 35.1 | 0.08 | -0.09
23312 | AVENAL 2 1 | 23313 | AVENAL 2 2 | 1 | Closed | Transformer | YES | -25.9 | 0.7 | 25.9 | 73.7 | 35.1 | 0.02 | 0.69
21001 | GUERNEVILLE 2 | 21005 | SEBASTOPOL 1 2 | 1 | Closed | Line | NO | 84.9 | 10 | 85.5 | 244.4 | 35.1 | 0.24 | -4
10450 | AUBURN 6 1 | 10424 | RENTON 4 1 | 2 | Closed | Line | NO | 98.2 | -7.2 | 98.5 | 280.4 | 35.1 | 0.37 | 1.04
10450 | AUBURN 6 1 | 10424 | RENTON 4 1 | 1 | Closed | Line | NO | 98.2 | -7.2 | 98.5 | 280.4 | 35.1 | 0.37 | 1.04
60534 | FRANKTOWN 3 | 60542 | AURORA 17 1 | 1 | Closed | Line | NO | 61.8 | -7.1 | 62.2 | 177.2 | 35.1 | 0.14 | -5.87
20116 | SACRAMENTO 1 1 | 20510 | SACRAMENTO 36 3 | 1 | Closed | Line | NO | -84 | 6.2 | 84.3 | 240.6 | 35.1 | 0.08 | -0.78
13184 | AUMSVILLE 1 | 13239 | MOUNT ANGEL 1 | 1 | Closed | Line | NO | -81.2 | 19.9 | 83.6 | 242.2 | 35.1 | 0.37 | -3.81
20375 | MEADOW VALLEY 1 2 | 20472 | MEADOW VALLEY 3 1 | 1 | Closed | Line | NO | -88.7 | 3 | 88.7 | 254.2 | 35.1 | 0.37 | -0.05
60868 | CRAIG 2 2 | 60867 | CRAIG 2 1 | 1 | Closed | Transformer | YES | -309.8 | 50.6 | 313.9 | 895.7 | 35 | 0.17 | 10.36
50384 | DELTA 2 2 | 50034 | DELTA 1 1 | 1 | Closed | Line | NO | 100.6 | -1 | 100.6 | 287.2 | 35 | 0.33 | -0.62
28337 | OCEANSIDE 2 2 | 28365 | OCEANSIDE 7 2 | 1 | Closed | Line | NO | -113.9 | -19.7 | 115.6 | 330 | 35 | 0.05 | -0.27
10261 | SEATTLE 14 1 | 10270 | SEATTLE 17 1 | 1 | Closed | Line | NO | -69.8 | -42.5 | 81.7 | 234.2 | 35 | 0.2 | 0.23
21389 | FAIRFIELD 4 2 | 21388 | FAIRFIELD 4 1 | 1 | Closed | Transformer | YES | -156.6 | -2.6 | 156.6 | 448.1 | 35 | 0.08 | 4.33
30108 | LAS VEGAS 8 1 | 30110 | LAS VEGAS 10 1 | 1 | Closed | Line | NO | 102 | 17.4 | 103.5 | 295.7 | 35 | 0.18 | -0.29
30062 | SPARKS 6 3 | 30071 | FERNLEY 1 2 | 1 | Closed | Line | NO | -96.8 | 1.5 | 96.8 | 279.3 | 35 | 0.82 | -2.79
20099 | YUBA CITY 3 2 | 20334 | YUBA CITY 5 4 | 1 | Closed | Line | NO | -86.1 | -2.1 | 86.2 | 246.8 | 35 | 0.1 | 0.18
26096 | LONG BEACH 27 3 | 26095 | LONG BEACH 27 2 | 1 | Closed | Transformer | YES | -143.7 | -48.5 | 151.6 | 441.5 | 35 | 0.12 | 7.56
20220 | GALT 1 1 | 20467 | HERALD 3 | 1 | Closed | Line | NO | -83.2 | -7.7 | 83.6 | 240.6 | 35 | 0.48 | 0.49
10040 | OLYMPIA 4 1 | 10061 | OLYMPIA 8 1 | 1 | Closed | Line | NO | 85.6 | 0.9 | 85.6 | 245.1 | 34.9 | 0.31 | -1.58
28308 | RIVERSIDE 13 1 | 28400 | MORENO VALLEY 5 2 | 1 | Closed | Line | NO | 84 | 19.4 | 86.2 | 246.8 | 34.9 | 0.12 | 0.38
10518 | DARRINGTON 1 | 10556 | TWISP 2 | 1 | Closed | Line | NO | -85.4 | 3.6 | 85.5 | 248.7 | 34.9 | 1.14 | -3.66
40217 | PHOENIX 32 1 | 40238 | PHOENIX 46 1 | 1 | Closed | Line | NO | 91.5 | 26 | 95.1 | 272.3 | 34.9 | 0.19 | 0.68
10648 | SPOKANE 9 1 | 10662 | SPOKANE 17 2 | 1 | Closed | Line | NO | -84.4 | -26.6 | 88.5 | 253.9 | 34.9 | 0.11 | 0.17
50217 | MILLVILLE 1 | 70123 | KEMMERER 2 2 | 1 | Closed | Line | NO | -106 | -35.9 | 111.9 | 320.5 | 34.9 | 1.18 | -33
28277 | RIVERSIDE 5 2 | 28371 | WILDOMAR 1 1 | 1 | Closed | Line | NO | 50.7 | -60.5 | 78.9 | 226.1 | 34.9 | 0.13 | -7.21
25659 | SAN GABRIEL 2 1 | 25671 | ROSEMEAD 2 6 | 1 | Closed | Line | NO | -36.7 | 64.6 | 74.3 | 214.5 | 34.9 | 0.07 | -0.55
30400 | LAS VEGAS 74 2 | 30399 | LAS VEGAS 74 1 | 3 | Closed | Transformer | YES | -554.3 | -138.3 | 571.3 | 1652.3 | 34.9 | 0.31 | 19.86
30400 | LAS VEGAS 74 2 | 30399 | LAS VEGAS 74 1 | 1 | Closed | Transformer | YES | -554.3 | -138.3 | 571.3 | 1652.3 | 34.9 | 0.31 | 19.86
30400 | LAS VEGAS 74 2 | 30399 | LAS VEGAS 74 1 | 2 | Closed | Transformer | YES | -554.3 | -138.3 | 571.3 | 1652.3 | 34.9 | 0.31 | 19.86
40821 | CHANDLER 14 3 | 40820 | CHANDLER 14 2 | 1 | Closed | Transformer | YES | -283.2 | -39.4 | 285.9 | 823.7 | 34.9 | 0.13 | 9.45
50084 | ROY 3 3 | 50120 | OGDEN 5 1 | 1 | Closed | Line | NO | -68 | 21.5 | 71.3 | 205.2 | 34.9 | 0.08 | -0.83
30213 | HENDERSON 4 2 | 30234 | LAS VEGAS 67 1 | 1 | Closed | Line | NO | -102.5 | -24.7 | 105.4 | 302.3 | 34.9 | 0.15 | -0.3
28327 | PERRIS 1 1 | 28418 | PERRIS 4 1 | 1 | Closed | Line | NO | -77.6 | 28 | 82.5 | 242 | 34.9 | 0.48 | -4.05
25516 | LOS ANGELES 63 1 | 25665 | ROSEMEAD 1 1 | 1 | Closed | Line | NO | 82.8 | -6.2 | 83 | 238.3 | 34.9 | 0.07 | -3.91
28343 | HESPERIA 3 1 | 28346 | HESPERIA 3 4 | 1 | Closed | TransformerWinding | YES | 214 | 1.9 | 214 | 617.4 | 34.9 | 0.56 | 28.74
40114 | EL MIRAGE 1 1 | 40145 | PEORIA 6 1 | 1 | Closed | Line | NO | 53.2 | 17.1 | 55.9 | 160.4 | 34.8 | 0.15 | 0.25
13158 | HILLSBORO 4 3 | 13159 | HILLSBORO 4 4 | 1 | Closed | TransformerWinding | YES | -58 | -33.7 | 67.1 | 200.4 | 34.8 | 0.09 | 5.03
60506 | PUEBLO 4 1 | 60787 | PUEBLO 13 3 | 1 | Closed | Line | NO | -55.9 | -19.1 | 59 | 169.5 | 34.8 | 0.32 | -1.67
23172 | FRESNO 6 1 | 23441 | MENDOTA 2 1 | 1 | Closed | Line | NO | -83.5 | -30.7 | 88.9 | 255.3 | 34.8 | 0.33 | -16.33
50061 | OGDEN 1 3 | 50161 | OGDEN 9 1 | 1 | Closed | Line | NO | 91.5 | 43.3 | 101.2 | 292.1 | 34.8 | 0.2 | -1.53
23398 | SAN JOAQUIN 2 1 | 23163 | FRESNO 2 1 | 1 | Closed | Line | NO | 91.3 | 17 | 92.9 | 266.9 | 34.8 | 0.47 | 0.76
10654 | SPOKANE 13 2 | 10671 | VERADALE 1 | 1 | Closed | Line | NO | 53.8 | 53.6 | 75.9 | 218 | 34.8 | 0.14 | 0.14
40508 | SAHUARITA 2 | 40579 | PATAGONIA 1 | 1 | Closed | Line | NO | 58.9 | -2.7 | 59 | 169.5 | 34.8 | 0.61 | -0.96
21570 | DAVIS 4 1 | 20139 | SACRAMENTO 14 1 | 1 | Closed | Line | NO | 87.7 | -13.9 | 88.8 | 255.1 | 34.8 | 0.12 | -3.97
25942 | MOJAVE 4 4 | 26011 | MOJAVE 11 2 | 1 | Closed | Line | NO | 82.9 | -6.2 | 83.1 | 238.8 | 34.8 | 0.05 | -0.22
29014 | CORONA 12 3 | 28870 | CORONA 11 1 | 1 | Closed | Line | NO | 78.6 | -29 | 83.8 | 240.8 | 34.8 | 0.14 | -0.13
21065 | NOVATO 2 1 | 21167 | SAN PABLO 1 2 | 1 | Closed | Line | NO | -86 | -12.6 | 86.9 | 250 | 34.8 | 0.11 | -0.3
40106 | SURPRISE 3 3 | 40064 | BUCKEYE 1 1 | 1 | Closed | Line | NO | -67.3 | 2.6 | 67.4 | 195.3 | 34.8 | 0.5 | -1.14
40106 | SURPRISE 3 3 | 40064 | BUCKEYE 1 1 | 2 | Closed | Line | NO | -67.3 | 2.6 | 67.4 | 195.3 | 34.8 | 0.5 | -1.14
40215 | PHOENIX 30 2 | 40310 | TEMPE 3 1 | 1 | Closed | Line | NO | 44.5 | 75.4 | 87.6 | 251.8 | 34.8 | 0.28 | 0.47
10866 | NORTH BEND 2 1 | 10867 | NORTH BEND 2 2 | 1 | Closed | Transformer | YES | -22.5 | 2.5 | 22.6 | 65 | 34.8 | 0.05 | 1.06
25477 | LOS ANGELES 50 2 | 25548 | COMPTON 4 1 | 1 | Closed | Line | NO | 86.5 | 44.5 | 97.2 | 280 | 34.8 | 0.02 | -0.25
25477 | LOS ANGELES 50 2 | 25548 | COMPTON 4 1 | 3 | Closed | Line | NO | 86.5 | 44.5 | 97.2 | 280 | 34.8 | 0.02 | -0.25
25477 | LOS ANGELES 50 2 | 25548 | COMPTON 4 1 | 2 | Closed | Line | NO | 86.5 | 44.5 | 97.2 | 280 | 34.8 | 0.02 | -0.25
40206 | PHOENIX 25 1 | 40250 | PHOENIX 52 1 | 1 | Closed | Line | NO | 38.1 | 39.8 | 55.1 | 158.5 | 34.7 | 0.08 | 0.12
20321 | MONTGOMERY CREEK 1 6 | 20387 | REDDING 8 1 | 1 | Closed | Line | NO | 1410.2 | 263.5 | 1434.6 | 4211.9 | 34.7 | 2.57 | -137.08
21396 | DANVILLE 2 1 | 21392 | WALNUT CREEK 4 1 | 1 | Closed | Line | NO | 86.9 | 15.6 | 88.3 | 254.1 | 34.7 | 0.23 | 0.75
21115 | SAN FRANCISCO 17 1 | 21167 | SAN PABLO 1 2 | 3 | Closed | Line | NO | -107.2 | -0.6 | 107.2 | 310.1 | 34.7 | 0.29 | -8.17
21115 | SAN FRANCISCO 17 1 | 21167 | SAN PABLO 1 2 | 1 | Closed | Line | NO | -107.2 | -0.6 | 107.2 | 310.1 | 34.7 | 0.29 | -8.17
21115 | SAN FRANCISCO 17 1 | 21167 | SAN PABLO 1 2 | 2 | Closed | Line | NO | -107.2 | -0.6 | 107.2 | 310.1 | 34.7 | 0.29 | -8.17
53099 | VADO 1 | 80017 | EL PASO 10 1 | 1 | Closed | Line | NO | 64.6 | 4.4 | 64.8 | 187.1 | 34.7 | 0.22 | -3.96
50177 | LEHI 2 2 | 50176 | LEHI 2 1 | 1 | Closed | Transformer | YES | -296.2 | -57 | 301.6 | 875.9 | 34.7 | 0.17 | 11.39
20132 | MARYSVILLE 6 2 | 20130 | MARYSVILLE 5 1 | 1 | Closed | Line | NO | -85 | 1.1 | 85 | 245.6 | 34.7 | 0.19 | 0.43
10716 | WENATCHEE 3 10 | 10734 | TACOMA 19 1 | 1 | Closed | Line | NO | 1458.8 | -162.4 | 1467.8 | 4230.6 | 34.7 | 8.43 | -323.14
30275 | RENO 21 3 | 30051 | CARSON CITY 5 2 | 1 | Closed | Line | NO | 96.4 | -8.2 | 96.8 | 278.9 | 34.7 | 0.27 | -1.47
21559 | LIVERMORE 1 1 | 21501 | MILPITAS 1 2 | 1 | Closed | Line | NO | 80.8 | -24.8 | 84.5 | 243.6 | 34.7 | 0.72 | -1.48
53267 | ALBUQUERQUE 30 2 | 53085 | ALBUQUERQUE 12 1 | 1 | Closed | Line | NO | 62.1 | 4.3 | 62.3 | 179.7 | 34.7 | 0.11 | -0.08
60496 | PARKER 2 1 | 60499 | PARKER 3 2 | 1 | Closed | Line | NO | -68.2 | -7.8 | 68.6 | 198.1 | 34.7 | 0.02 | 0.05
60496 | PARKER 2 1 | 60499 | PARKER 3 2 | 2 | Closed | Line | NO | -68.2 | -7.8 | 68.6 | 198.1 | 34.7 | 0.02 | 0.05
13157 | HILLSBORO 4 2 | 13182 | BEAVERTON 4 1 | 1 | Closed | Line | NO | -55.7 | -57.7 | 80.2 | 231.4 | 34.7 | 0.24 | -2.27
30338 | BOULDER CITY 4 1 | 30343 | BOULDER CITY 4 6 | 1 | Closed | Transformer | YES | -177.9 | -5.8 | 178 | 514.3 | 34.7 | 0.08 | 4.48
10524 | CLE ELUM 1 1 | 10952 | FALL CITY 2 3 | 1 | Closed | Line | NO | 84.9 | -14.7 | 86.1 | 248.5 | 34.7 | 1.14 | -5.32
10954 | ARIEL 2 | 10953 | ARIEL 1 | 1 | Closed | Transformer | YES | -155.9 | 9.2 | 156.1 | 450.6 | 34.7 | 0.09 | 5.64
23473 | MODESTO 12 1 | 23476 | MODESTO 12 4 | 1 | Closed | TransformerWinding | YES | 207.5 | 30.2 | 209.7 | 605.3 | 34.6 | 0.31 | 18.98
25768 | AZUSA 2 2 | 25712 | PALMDALE 6 1 | 1 | Closed | Line | NO | -80.8 | 18.7 | 82.9 | 241.8 | 34.6 | 0.62 | -0.88
20362 | RIO VISTA 2 2 | 20361 | RIO VISTA 2 1 | 1 | Closed | Transformer | YES | -148.3 | -28.9 | 151.1 | 440.7 | 34.6 | 0.17 | 6.57
28905 | OCOTILLO 3 | 28756 | CAMPO 1 | 1 | Closed | Line | NO | 86.6 | -9.2 | 87.1 | 251.4 | 34.6 | 1.3 | 2.4
10231 | SPANAWAY 2 1 | 10736 | TACOMA 19 3 | 2 | Closed | Line | NO | -95 | -13.7 | 96 | 278.3 | 34.6 | 0.23 | 0.41
10231 | SPANAWAY 2 1 | 10736 | TACOMA 19 3 | 1 | Closed | Line | NO | -95 | -13.7 | 96 | 278.3 | 34.6 | 0.23 | 0.41
53096 | ALBUQUERQUE 15 2 | 53267 | ALBUQUERQUE 30 2 | 1 | Closed | Line | NO | -74.1 | -5.9 | 74.3 | 215.5 | 34.6 | 0.26 | -0.19
60849 | RIFLE 2 3 | 60848 | RIFLE 2 2 | 1 | Closed | Transformer | YES | -76.7 | -2.8 | 76.7 | 222.9 | 34.6 | 0.09 | 4.28
60849 | RIFLE 2 3 | 60848 | RIFLE 2 2 | 3 | Closed | Transformer | YES | -76.7 | -2.8 | 76.7 | 222.9 | 34.6 | 0.09 | 4.28
60849 | RIFLE 2 3 | 60848 | RIFLE 2 2 | 2 | Closed | Transformer | YES | -76.7 | -2.8 | 76.7 | 222.9 | 34.6 | 0.09 | 4.28
60274 | DENVER 10 1 | 60277 | DENVER 10 4 | 1 | Closed | TransformerWinding | YES | 97.1 | -0.8 | 97.1 | 283.1 | 34.6 | 0.31 | 13.66
21701 | TRACY 4 2 | 21700 | TRACY 4 1 | 1 | Closed | Transformer | YES | -149.9 | -38 | 154.6 | 452.4 | 34.6 | 0.1 | 6.36
25345 | SYLMAR 3 1 | 25664 | PASADENA 6 1 | 1 | Closed | Line | NO | 83.4 | -10.4 | 84 | 243.1 | 34.6 | 0.56 | -2.4
25038 | SANTA MARIA 3 1 | 25031 | SANTA MARIA 1 2 | 1 | Closed | Line | NO | -78.7 | -19.2 | 81 | 235.1 | 34.6 | 0.2 | 0.37
40585 | VAIL 1 2 | 40624 | SIERRA VISTA 3 2 | 1 | Closed | Line | NO | -55 | -24.8 | 60.3 | 174.5 | 34.6 | 0.53 | -7.44
21275 | LOS ALTOS 1 1 | 21474 | DANVILLE 3 1 | 1 | Closed | Line | NO | -422.5 | -57.3 | 426.3 | 1235 | 34.5 | 1.62 | -37.17
50114 | SOUTH JORDAN 1 1 | 50236 | PAYSON 2 1 | 1 | Closed | Line | NO | -96.1 | -8.9 | 96.5 | 286.9 | 34.5 | 0.52 | -30.67
30311 | RENO 22 2 | 30398 | RENO 23 1 | 1 | Closed | Line | NO | 96.8 | 8.5 | 97.2 | 281.6 | 34.5 | 0.06 | -0.34
40009 | BULLHEAD CITY 2 1 | 40753 | MOHAVE VALLEY 2 3 | 1 | Closed | Line | NO | -56.2 | -18.3 | 59.1 | 171.3 | 34.5 | 0.55 | -1.63
13069 | CORVALLIS 3 1 | 13099 | SALEM 3 1 | 1 | Closed | Line | NO | -83.5 | -12.6 | 84.5 | 245.9 | 34.5 | 0.41 | -0.38
60293 | DENVER 12 1 | 60308 | DENVER 13 2 | 1 | Closed | Line | NO | -96.7 | 19.2 | 98.6 | 286.8 | 34.5 | 0.33 | 0.03
28040 | FOUNTAIN VALLEY 1 1 | 28075 | SANTA ANA 3 2 | 1 | Closed | Line | NO | -86.3 | 10.3 | 86.9 | 252.2 | 34.5 | 0.09 | 0.35
25885 | LANCASTER 7 2 | 25884 | LANCASTER 7 1 | 1 | Closed | Transformer | YES | -520.9 | 11.6 | 521.1 | 1510.8 | 34.5 | 0.1 | 9.26
80053 | EL PASO 30 1 | 80056 | EL PASO 30 4 | 1 | Closed | TransformerWinding | YES | 97.8 | -9.2 | 98.2 | 288.9 | 34.5 | 0.3 | 11.29
60697 | LAMAR 3 1 | 60701 | LAMAR 3 5 | 1 | Closed | Transformer | YES | -69 | -13.4 | 70.3 | 205.6 | 34.5 | 0.07 | 2.61
20436 | OROVILLE 5 1 | 20321 | MONTGOMERY CREEK 1 6 | 1 | Closed | Line | NO | -1411.5 | -424.9 | 1474 | 4276.3 | 34.5 | 7.61 | -540.91
21041 | SANTA ROSA 9 1 | 21036 | SANTA ROSA 7 2 | 1 | Closed | Line | NO | -82.4 | -24 | 85.8 | 249.1 | 34.5 | 0.07 | -0.64
25536 | HUNTINGTON PARK 3 1 | 25688 | SANTA FE SPRINGS 1 | 1 | Closed | Line | NO | 13.4 | 60.3 | 61.8 | 179.4 | 34.5 | 0.05 | -0.04
25600 | LANCASTER 3 2 | 25602 | LANCASTER 4 2 | 1 | Closed | Line | NO | 82.1 | 11.4 | 82.9 | 240.5 | 34.4 | 0.37 | 1.49
13447 | ONTARIO 1 1 | 74250 | CAMBRIDGE 1 | 1 | Closed | Line | NO | -470 | 61.5 | 474 | 1393.2 | 34.4 | 4.83 | -7.91
60201 | LOVELAND 2 1 | 60303 | FORT COLLINS 5 3 | 1 | Closed | Line | NO | -52.9 | 1.2 | 52.9 | 154.8 | 34.4 | 0.2 | -3.27
40336 | SCOTTSDALE 8 2 | 40381 | SCOTTSDALE 16 1 | 1 | Closed | Line | NO | 58.9 | 4.9 | 59.1 | 171.8 | 34.4 | 0.27 | -1.44
10759 | CONCRETE 1 2 | 10758 | CONCRETE 1 1 | 1 | Closed | Transformer | YES | -152.7 | -6.5 | 152.8 | 445 | 34.4 | 0.07 | 3.91
70152 | POINT OF ROCKS 2 | 70151 | POINT OF ROCKS 1 | 1 | Closed | Transformer | YES | -149 | 10.7 | 149.4 | 434.2 | 34.4 | 0.1 | 6.33
50153 | SALT LAKE CITY 13 1 | 50371 | SALT LAKE CITY 30 2 | 1 | Closed | Line | NO | -103 | -33.5 | 108.3 | 315.4 | 34.4 | 0.11 | 0.36
20380 | STRAWBERRY VALLEY 4 2 | 20330 | STRAWBERRY VALLEY 2 1 | 1 | Closed | Line | NO | -83.7 | 7.8 | 84 | 245.5 | 34.4 | 0.2 | -2.19
10980 | ELLENSBURG 4 2 | 10979 | ELLENSBURG 4 1 | 1 | Closed | Transformer | YES | -149 | -28.4 | 151.7 | 444.7 | 34.4 | 0.09 | 5.73
28385 | MORENO VALLEY 3 1 | 28508 | MORENO VALLEY 7 3 | 1 | Closed | Line | NO | -84 | -16.5 | 85.6 | 248.9 | 34.4 | 0.16 | -1.76
13647 | CLATSKANIE 4 3 | 13646 | CLATSKANIE 4 2 | 1 | Closed | Transformer | YES | -154 | -0.4 | 154 | 448.2 | 34.4 | 0.07 | 4.13
40016 | YUMA 3 1 | 40725 | YUMA 6 4 | 1 | Closed | Line | NO | -48.9 | -30.4 | 57.6 | 167.4 | 34.4 | 0.18 | -2.13
28119 | YORBA LINDA 1 2 | 28124 | YORBA LINDA 1 7 | 1 | Closed | TransformerWinding | YES | 111 | 38.4 | 117.4 | 341.9 | 34.4 | 0.01 | -0.38
10322 | SEATTLE 36 1 | 10331 | SEATTLE 39 2 | 1 | Closed | Line | NO | -69 | -59.1 | 90.8 | 265.3 | 34.4 | 0.14 | 0.42
80088 | EL PASO 37 3 | 80100 | EL PASO 38 1 | 1 | Closed | Line | NO | 61.4 | -16.3 | 63.5 | 184.7 | 34.4 | 0.03 | 0.05
28825 | NORTH PALM SPRINGS 2 2 | 29037 | NORTH PALM SPRINGS 5 5 | 1 | Closed | Line | NO | 82.8 | 9.5 | 83.4 | 242.6 | 34.4 | 0.11 | 0.18
10253 | SEATTLE 10 2 | 10415 | KENT 3 2 | 1 | Closed | Line | NO | -64.4 | 47.7 | 80.2 | 237 | 34.4 | 0.07 | -2.02
10893 | BURLINGTON 2 2 | 10117 | OAK HARBOR 2 1 | 1 | Closed | Line | NO | 455.5 | 44.7 | 457.7 | 1332.4 | 34.4 | 1.45 | -6.71
28986 | CALIPATRIA 9 1 | 28987 | CALIPATRIA 9 2 | 1 | Closed | Transformer | YES | -33.6 | 2 | 33.7 | 98.1 | 34.4 | 0.06 | 1.98
40407 | GILBERT 6 1 | 40415 | MESA 14 1 | 1 | Closed | Line | NO | 38.3 | 48.1 | 61.5 | 180 | 34.3 | 0.08 | -0.45
40397 | MESA 13 1 | 40379 | GILBERT 2 1 | 1 | Closed | Line | NO | 57.9 | 8.3 | 58.5 | 170.3 | 34.3 | 0.07 | -0.02
40304 | SCOTTSDALE 2 1 | 40403 | FOUNTAIN HILLS 1 | 1 | Closed | Line | NO | 58.7 | -8 | 59.2 | 172.5 | 34.3 | 0.17 | -0.83
10487 | ISSAQUAH 3 1 | 10801 | KIRKLAND 5 1 | 1 | Closed | Line | NO | -84.8 | -3.1 | 84.8 | 248.3 | 34.3 | 0.48 | -2.29
60524 | COLORADO SPRINGS 24 1 | 60854 | COLORADO SPRINGS 34 3 | 1 | Closed | Line | NO | -71.4 | 2.2 | 71.5 | 209.3 | 34.3 | 0.34 | -1.58
60524 | COLORADO SPRINGS 24 1 | 60854 | COLORADO SPRINGS 34 3 | 2 | Closed | Line | NO | -71.4 | 2.2 | 71.5 | 209.3 | 34.3 | 0.34 | -1.58
60524 | COLORADO SPRINGS 24 1 | 60854 | COLORADO SPRINGS 34 3 | 3 | Closed | Line | NO | -71.4 | 2.2 | 71.5 | 209.3 | 34.3 | 0.34 | -1.58
77209 | BILLINGS 8 1 | 77213 | BILLINGS 8 5 | 1 | Closed | Transformer | YES | -172 | 25.2 | 173.9 | 506.7 | 34.3 | 0.05 | 4.1
21701 | TRACY 4 2 | 23024 | TRACY 7 1 | 1 | Closed | Line | NO | 82.6 | 17.8 | 84.5 | 246.2 | 34.3 | 0.33 | -0.28
50210 | SALT LAKE CITY 23 2 | 50212 | SALT LAKE CITY 23 4 | 1 | Closed | TransformerWinding | YES | -305.6 | -31.1 | 307.1 | 900.9 | 34.3 | 0.17 | 13.23
21493 | SAN JOSE 17 1 | 21497 | SAN JOSE 20 2 | 1 | Closed | Line | NO | -84.3 | -11.7 | 85.1 | 248.5 | 34.3 | 0.06 | 0.1
20175 | SACRAMENTO 28 1 | 20136 | RIO LINDA 1 | 1 | Closed | Line | NO | -82.5 | 6.6 | 82.8 | 241.9 | 34.3 | 0.1 | 0.21
30132 | LAS VEGAS 20 1 | 30189 | NORTH LAS VEGAS 6 1 | 1 | Closed | Line | NO | -79.8 | 51.2 | 94.8 | 280 | 34.3 | 0.32 | -1.62
60685 | PLATTEVILLE 2 4 | 60523 | EVANS 1 | 1 | Closed | Line | NO | 17.8 | 45.2 | 48.6 | 144.2 | 34.3 | 0.13 | -0.88
25372 | LOS ANGELES 18 1 | 25451 | BURBANK 7 1 | 1 | Closed | Line | NO | -81.1 | -8.3 | 81.6 | 238.3 | 34.2 | 0.14 | -1.18
77233 | POLSON 2 2 | 77152 | POLSON 1 1 | 1 | Closed | Line | NO | 80.4 | -17.3 | 82.2 | 240.2 | 34.2 | 0.21 | -0.69
25718 | LA MIRADA 1 | 28947 | STANTON 2 3 | 1 | Closed | Line | NO | -21.5 | -65.4 | 68.9 | 201.2 | 34.2 | 0.02 | -0.19
50195 | EDEN 3 | 50140 | WELLSVILLE 1 | 1 | Closed | Line | NO | -80 | 16.6 | 81.7 | 239.8 | 34.2 | 0.38 | -0.07
40720 | GILA BEND 2 1 | 40791 | GILA BEND 3 2 | 3 | Closed | Line | NO | -68.7 | 6.5 | 69 | 201.7 | 34.2 | 0.02 | 0.02
40720 | GILA BEND 2 1 | 40791 | GILA BEND 3 2 | 1 | Closed | Line | NO | -68.7 | 6.5 | 69 | 201.7 | 34.2 | 0.02 | 0.02
40720 | GILA BEND 2 1 | 40791 | GILA BEND 3 2 | 2 | Closed | Line | NO | -68.7 | 6.5 | 69 | 201.7 | 34.2 | 0.02 | 0.02
28548 | SAN DIEGO 41 1 | 29016 | SAN DIEGO 53 2 | 1 | Closed | Line | NO | -459.2 | -90.9 | 468.2 | 1368.5 | 34.2 | 1.11 | -10.97
10893 | BURLINGTON 2 2 | 10788 | BELLINGHAM 7 5 | 1 | Closed | Line | NO | -314.8 | 98.4 | 329.9 | 995.8 | 34.2 | 1.65 | -27.54
30238 | HENDERSON 12 1 | 30323 | HENDERSON 15 2 | 1 | Closed | Line | NO | -94 | -31.7 | 99.2 | 290.6 | 34.2 | 0.11 | 0.22
50240 | SALT LAKE CITY 27 2 | 50239 | SALT LAKE CITY 27 1 | 1 | Closed | Transformer | YES | -267.6 | -68.3 | 276.2 | 815.6 | 34.2 | 0.11 | 10.11
40852 | TUCSON 50 2 | 40851 | TUCSON 50 1 | 3 | Closed | Transformer | YES | -528.1 | -136.1 | 545.4 | 1607 | 34.2 | 0.17 | 15.12
40852 | TUCSON 50 2 | 40851 | TUCSON 50 1 | 2 | Closed | Transformer | YES | -528.1 | -136.1 | 545.4 | 1607 | 34.2 | 0.17 | 15.12
40852 | TUCSON 50 2 | 40851 | TUCSON 50 1 | 1 | Closed | Transformer | YES | -528.1 | -136.1 | 545.4 | 1607 | 34.2 | 0.17 | 15.12
28068 | SANTA ANA 1 1 | 28090 | NEWPORT BEACH 2 1 | 1 | Closed | Line | NO | 36.2 | -67.1 | 76.3 | 223.5 | 34.2 | 0.1 | 0.23
29023 | CALEXICO 5 3 | 28750 | CALEXICO 3 2 | 1 | Closed | Line | NO | 84.6 | -0.8 | 84.6 | 247.6 | 34.2 | 0.11 | 0.27
28684 | COACHELLA 2 1 | 28687 | COACHELLA 2 4 | 1 | Closed | TransformerWinding | YES | 182.7 | 35 | 186 | 544.5 | 34.2 | 0.21 | 13.46
25254 | SANTA MONICA 2 1 | 25330 | STUDIO CITY 1 | 1 | Closed | Line | NO | -80.6 | -8.4 | 81.1 | 237.5 | 34.2 | 0.13 | -0.71
40624 | SIERRA VISTA 3 2 | 40623 | SIERRA VISTA 3 1 | 1 | Closed | Transformer | YES | -235.7 | -130.3 | 269.3 | 803.8 | 34.2 | 0.16 | 10.46
53229 | PREWITT 2 | 53232 | PREWITT 5 | 1 | Closed | TransformerWinding | YES | 103.3 | 13.6 | 104.2 | 304.9 | 34.2 | 0.19 | 7.02
10480 | SAMMAMISH 1 3 | 10952 | FALL CITY 2 3 | 1 | Closed | Line | NO | -83.3 | 8 | 83.7 | 246.7 | 34.2 | 0.41 | -1.39
21591 | STOCKTON 1 2 | 21601 | BIRDS LANDING 1 2 | 1 | Closed | Line | NO | -85.8 | -10.6 | 86.4 | 253 | 34.2 | 0.3 | -3.26
77222 | HUNGRY HORSE 2 | 77221 | HUNGRY HORSE 1 | 1 | Closed | Transformer | YES | -147.5 | -21.4 | 149 | 440 | 34.1 | 0.11 | 6.78
25661 | PICO RIVERA 2 1 | 25690 | TEMPLE CITY 1 1 | 1 | Closed | Line | NO | -2.3 | 53.4 | 53.4 | 175.3 | 34.1 | 0.05 | -6.46
20037 | HIDDEN VALLEY LAKE 1 | 20450 | MIDDLETOWN 3 1 | 1 | Closed | Line | NO | -81.1 | -11.9 | 82 | 240.6 | 34.1 | 0.21 | -0.79
60838 | DENVER 57 3 | 60319 | DENVER 15 1 | 3 | Closed | Line | NO | 65.4 | 22.9 | 69.3 | 203.2 | 34.1 | 0.06 | 0.11
60838 | DENVER 57 3 | 60319 | DENVER 15 1 | 1 | Closed | Line | NO | 65.4 | 22.9 | 69.3 | 203.2 | 34.1 | 0.06 | 0.11
60838 | DENVER 57 3 | 60319 | DENVER 15 1 | 2 | Closed | Line | NO | 65.4 | 22.9 | 69.3 | 203.2 | 34.1 | 0.06 | 0.11
60524 | COLORADO SPRINGS 24 1 | 60527 | COLORADO SPRINGS 26 1 | 1 | Closed | Line | NO | 56.8 | 14.2 | 58.5 | 173.3 | 34.1 | 0.11 | -2.68
25084 | VENTURA 2 1 | 25074 | OAK VIEW 1 | 1 | Closed | Line | NO | -81.4 | -11.8 | 82.3 | 241.1 | 34.1 | 0.13 | -1.37
74129 | TWIN FALLS 1 1 | 74270 | GLENNS FERRY 1 1 | 1 | Closed | Line | NO | -73 | -50.6 | 88.8 | 260.4 | 34.1 | 0.62 | -36.55
21107 | DALY CITY 4 1 | 21181 | OAKLAND 1 1 | 1 | Closed | Line | NO | -380 | -101.9 | 393.4 | 1153.2 | 34.1 | 0.48 | -7.08
40731 | CHLORIDE 1 3 | 40730 | CHLORIDE 1 2 | 1 | Closed | Transformer | YES | -153.8 | 11 | 154.2 | 452.1 | 34.1 | 0.1 | 7.63
13286 | PORTLAND 22 1 | 13275 | WEST LINN 2 1 | 1 | Closed | Line | NO | 84.3 | 1.3 | 84.3 | 247.2 | 34.1 | 0.19 | -0.27
13580 | LOWELL 4 1 | 20321 | MONTGOMERY CREEK 1 6 | 1 | Closed | Line | NO | 1274.6 | -625.6 | 1419.9 | 4166.9 | 34.1 | 12 | -1131.97
50240 | SALT LAKE CITY 27 2 | 50247 | SALT LAKE CITY 28 1 | 1 | Closed | Line | NO | 101.5 | 14.8 | 102.6 | 301.2 | 34.1 | 0.19 | 0.57
40113 | SUN CITY WEST 2 2 | 40129 | SUN CITY 7 1 | 1 | Closed | Line | NO | -53.4 | -16.3 | 55.8 | 164.1 | 34.1 | 0.08 | -0.01
40255 | PHOENIX 54 2 | 40179 | PHOENIX 12 1 | 1 | Closed | Line | NO | 47.2 | 35.8 | 59.2 | 174.2 | 34.1 | 0.15 | -0.43
70054 | CASPER 5 2 | 70056 | CASPER 5 4 | 1 | Closed | TransformerWinding | YES | -40.9 | -14.6 | 43.4 | 130 | 34 | 0.07 | 2.17
21413 | SANTA CRUZ 6 1 | 21454 | LOS GATOS 4 3 | 1 | Closed | Line | NO | -23.3 | 74.3 | 77.9 | 228.8 | 34 | 0.18 | 0.08
60311 | LONGMONT 5 1 | 60685 | PLATTEVILLE 2 4 | 2 | Closed | Line | NO | -69.3 | -15.3 | 71 | 210 | 34 | 0.29 | 1.06
60311 | LONGMONT 5 1 | 60685 | PLATTEVILLE 2 4 | 1 | Closed | Line | NO | -69.3 | -15.3 | 71 | 210 | 34 | 0.29 | 1.06
60311 | LONGMONT 5 1 | 60685 | PLATTEVILLE 2 4 | 3 | Closed | Line | NO | -69.3 | -15.3 | 71 | 210 | 34 | 0.29 | 1.06
25640 | PALMDALE 3 2 | 25508 | LA CRESCENTA 1 | 1 | Closed | Line | NO | 97.3 | -7.5 | 97.6 | 286.7 | 34 | 0.21 | -0.18
25640 | PALMDALE 3 2 | 25508 | LA CRESCENTA 1 | 3 | Closed | Line | NO | 97.3 | -7.5 | 97.6 | 286.7 | 34 | 0.21 | -0.18
25640 | PALMDALE 3 2 | 25508 | LA CRESCENTA 1 | 2 | Closed | Line | NO | 97.3 | -7.5 | 97.6 | 286.7 | 34 | 0.21 | -0.18
40436 | QUEEN CREEK 2 2 | 40434 | QUEEN CREEK 1 1 | 1 | Closed | Line | NO | -56.7 | 7.4 | 57.2 | 168.6 | 34 | 0.18 | -0.07
70071 | CHEYENNE 1 1 | 70075 | CHEYENNE 2 1 | 1 | Closed | Line | NO | 83.4 | 20.3 | 85.8 | 252.1 | 34 | 0.02 | -0.02
21027 | SANTA ROSA 4 2 | 21029 | SANTA ROSA 4 4 | 1 | Closed | TransformerWinding | YES | -149.6 | -30 | 152.6 | 448.5 | 34 | -0.05 | -3.91
25994 | MOJAVE 8 1 | 25866 | MOJAVE 2 3 | 1 | Closed | Line | NO | 81.2 | 0.9 | 81.2 | 238.7 | 34 | 0.03 | 0.16
25105 | OXNARD 7 1 | 25130 | CAMARILLO 3 2 | 1 | Closed | Line | NO | 81 | 5.3 | 81.2 | 238.7 | 34 | 0.22 | 0.21
70116 | ROCK RIVER 1 5 | 70101 | GLENROCK 2 7 | 1 | Closed | Line | NO | -462.2 | 14.7 | 462.4 | 1380.9 | 34 | 6.24 | -19.99
10716 | WENATCHEE 3 10 | 11011 | GRAND COULEE 1 | 1 | Closed | Line | NO | -1425.4 | -224.1 | 1443 | 4243.3 | 34 | 4.59 | -336.79
26112 | MOJAVE 13 1 | 26116 | MOJAVE 13 5 | 1 | Closed | Transformer | YES | -167.9 | -27.4 | 170.1 | 505.3 | 34 | 0.13 | 8.38
25733 | BALDWIN PARK 1 3 | 25878 | LA PUENTE 5 3 | 1 | Closed | Line | NO | -79.1 | -17.7 | 81 | 238.8 | 34 | 0.18 | -0.21
28100 | SANTA ANA 7 1 | 28039 | ANAHEIM 5 2 | 1 | Closed | Line | NO | -7.2 | -63.8 | 64.2 | 188.9 | 34 | 0.05 | -0.16
29062 | CABAZON 1 | 28640 | BANNING 2 1 | 1 | Closed | Line | NO | 86.1 | -4 | 86.2 | 253.9 | 34 | 0.39 | -0.04
13231 | PORTLAND 5 3 | 13232 | PORTLAND 5 4 | 1 | Closed | TransformerWinding | YES | -56 | -11.4 | 57.2 | 172.9 | 34 | 0.08 | 5.79
40191 | PHOENIX 19 1 | 40207 | PHOENIX 26 1 | 1 | Closed | Line | NO | 92.9 | 8.7 | 93.3 | 274.9 | 33.9 | 0.16 | 0.48
40244 | PHOENIX 49 3 | 40300 | PHOENIX 69 1 | 1 | Closed | Line | NO | 54.9 | -13.2 | 56.5 | 166.4 | 33.9 | 0.17 | -0.24
60069 | SILT 3 | 60079 | CARBONDALE 1 | 1 | Closed | Line | NO | 57.7 | -1.1 | 57.7 | 170 | 33.9 | 0.93 | -3.09
21475 | DANVILLE 3 2 | 21474 | DANVILLE 3 1 | 2 | Closed | Transformer | YES | -195.5 | 12.9 | 195.9 | 577.3 | 33.9 | 0.1 | 7.56
21475 | DANVILLE 3 2 | 21474 | DANVILLE 3 1 | 1 | Closed | Transformer | YES | -195.5 | 12.9 | 195.9 | 577.3 | 33.9 | 0.1 | 7.56
40418 | MESA 16 1 | 40395 | MESA 12 3 | 1 | Closed | Line | NO | 54.6 | 18.7 | 57.7 | 170 | 33.9 | 0.04 | -0.06
60288 | LOVELAND 4 2 | 60286 | LOVELAND 3 1 | 1 | Closed | Line | NO | 54.8 | 31.9 | 63.4 | 186.9 | 33.9 | 0.09 | 0.27
25814 | CLAREMONT 1 1 | 25812 | POMONA 6 2 | 1 | Closed | Line | NO | -0.6 | -83 | 83 | 244.9 | 33.9 | 0.05 | -0.22
80054 | EL PASO 30 2 | 80056 | EL PASO 30 4 | 1 | Closed | TransformerWinding | YES | -52.5 | 29.1 | 60.1 | 180.6 | 33.9 | -0.06 | -2.38
10623 | KETTLE FALLS 1 3 | 10818 | KETTLE FALLS 2 2 | 1 | Closed | Line | NO | -80.5 | -13.6 | 81.6 | 241.5 | 33.9 | 0.17 | 0.52
21649 | PITTSBURG 6 1 | 21671 | OAKLAND 19 8 | 1 | Closed | Line | NO | 440.6 | 69.4 | 446 | 1319.4 | 33.9 | 1.94 | -17.4
21528 | SAN JOSE 28 2 | 21542 | SAN JOSE 35 1 | 1 | Closed | Line | NO | 78 | -19.1 | 80.3 | 237 | 33.9 | 0.13 | -5.82
60675 | BOULDER 9 2 | 60337 | DENVER 21 1 | 1 | Closed | Line | NO | 214.9 | 50.6 | 220.8 | 652.2 | 33.9 | 1.07 | 3.62
13303 | PORTLAND 33 2 | 13337 | PORTLAND 43 1 | 1 | Closed | Line | NO | 68.8 | 40.8 | 80 | 236.3 | 33.9 | 0.21 | 0.09
25267 | MARINA DEL REY 2 | 25423 | LOS ANGELES 30 1 | 1 | Closed | Line | NO | 78.5 | 22.6 | 81.7 | 243.1 | 33.9 | 0.06 | -2.34
40500 | TUCSON 10 1 | 40508 | SAHUARITA 2 | 1 | Closed | Line | NO | -57.1 | 3.1 | 57.2 | 170.5 | 33.8 | 0.56 | 0.78
60272 | LITTLETON 5 1 | 60327 | LITTLETON 8 1 | 1 | Closed | Line | NO | -56.6 | -14 | 58.3 | 172.6 | 33.8 | 0.07 | 0.13
28016 | BUENA PARK 3 1 | 28021 | GARDEN GROVE 2 1 | 1 | Closed | Line | NO | -83.2 | -1.9 | 83.3 | 246.1 | 33.8 | 0.05 | -0.51
21595 | ANTIOCH 5 3 | 21594 | ANTIOCH 5 2 | 1 | Closed | Transformer | YES | -151.4 | 6.9 | 151.6 | 447.9 | 33.8 | 0.08 | 5.93
25438 | GARDENA 2 2 | 25477 | LOS ANGELES 50 2 | 1 | Closed | Line | NO | 54 | -64 | 83.7 | 247.5 | 33.8 | 0.08 | -1.92
10246 | MOUNT VERNON 2 2 | 10894 | BURLINGTON 2 3 | 1 | Closed | Line | NO | -71.9 | -36.3 | 80.6 | 238.7 | 33.8 | 0.21 | -0.06
13523 | MADRAS 2 1 | 13554 | KLAMATH FALLS 5 1 | 1 | Closed | Line | NO | 1429.7 | -341.4 | 1469.9 | 4347.7 | 33.8 | 11.48 | -676.43
13523 | MADRAS 2 1 | 13554 | KLAMATH FALLS 5 1 | 2 | Closed | Line | NO | 1429.7 | -341.4 | 1469.9 | 4347.7 | 33.8 | 11.48 | -676.43
21565 | OAKLEY 2 1 | 21622 | ANTIOCH 6 2 | 1 | Closed | Line | NO | -83.3 | -9.8 | 83.9 | 248.6 | 33.8 | 0.19 | -0.39
60339 | DENVER 22 1 | 60350 | DENVER 27 3 | 1 | Closed | Line | NO | -55.8 | -15.8 | 58 | 171.9 | 33.8 | 0.1 | 0.14
60750 | BRUSH 3 3 | 60749 | BRUSH 3 2 | 1 | Closed | Transformer | YES | -46.8 | -26.9 | 54 | 161 | 33.8 | 0.02 | 0.87
25708 | WHITTIER 4 1 | 25723 | WHITTIER 8 1 | 1 | Closed | Line | NO | 72.5 | 31.1 | 78.9 | 234.8 | 33.8 | 0.09 | -1.35
40274 | CHANDLER 2 2 | 40276 | CHANDLER 2 4 | 1 | Closed | TransformerWinding | YES | -288.8 | -62.3 | 295.4 | 881.6 | 33.8 | 0.16 | 10
25531 | ACTON 1 | 25602 | LANCASTER 4 2 | 1 | Closed | Line | NO | -68.2 | 37.3 | 77.7 | 236.8 | 33.8 | 0.36 | -4.01
10338 | SEATTLE 41 1 | 10431 | BELLEVUE 3 2 | 1 | Closed | Line | NO | 81.3 | -9.3 | 81.8 | 242.2 | 33.8 | 0.12 | 0.32
28438 | MENIFEE 1 1 | 28626 | HEMET 6 2 | 1 | Closed | Line | NO | -82 | -17.6 | 83.9 | 248.4 | 33.8 | 0.31 | -2.58
50060 | OGDEN 1 2 | 50059 | OGDEN 1 1 | 1 | Closed | Transformer | YES | 136.8 | -124.2 | 184.8 | 556.8 | 33.8 | 0.07 | 4.79
53225 | FARMINGTON 5 5 | 60070 | IGNACIO 1 | 1 | Closed | Line | NO | 59.9 | -8.7 | 60.5 | 179.2 | 33.8 | 1.25 | 3.84
26003 | MOJAVE 10 1 | 25976 | MOJAVE 6 3 | 1 | Closed | Line | NO | -103.7 | 13.7 | 104.6 | 310 | 33.8 | 0.04 | 0.08
40299 | PHOENIX 68 2 | 40206 | PHOENIX 25 1 | 2 | Closed | Line | NO | 60.3 | 25.1 | 65.3 | 193.5 | 33.8 | 0.05 | 0.07
40299 | PHOENIX 68 2 | 40206 | PHOENIX 25 1 | 1 | Closed | Line | NO | 60.3 | 25.1 | 65.3 | 193.5 | 33.8 | 0.05 | 0.07
60432 | U S A F ACADEMY 1 | 60449 | MONUMENT 1 | 1 | Closed | Line | NO | 29.4 | 34.1 | 45.1 | 134.2 | 33.8 | 0.04 | -0.34
28601 | CHULA VISTA 7 2 | 28575 | LA MESA 2 2 | 1 | Closed | Line | NO | -66.2 | -44.8 | 79.9 | 237.4 | 33.8 | 0.12 | 0.2
23003 | SEASIDE 2 1 | 23017 | SALINAS 5 2 | 1 | Closed | Line | NO | -78.9 | -31.1 | 84.8 | 252.7 | 33.7 | 0.45 | 0.25
40404 | GILBERT 3 1 | 40345 | MESA 2 1 | 1 | Closed | Line | NO | 15.2 | -62.1 | 63.9 | 190 | 33.7 | 0.09 | 0.23
13106 | SALEM 6 1 | 13148 | GERVAIS 1 | 1 | Closed | Line | NO | -69.1 | 41 | 80.3 | 243.5 | 33.7 | 0.55 | -2.61
40183 | PHOENIX 14 2 | 40810 | GLENDALE 23 2 | 1 | Closed | Line | NO | -62.4 | -18.7 | 65.2 | 194.2 | 33.7 | 0.2 | 0.39
40183 | PHOENIX 14 2 | 40810 | GLENDALE 23 2 | 2 | Closed | Line | NO | -62.4 | -18.7 | 65.2 | 194.2 | 33.7 | 0.2 | 0.39
70123 | KEMMERER 2 2 | 70122 | KEMMERER 2 1 | 1 | Closed | Transformer | YES | -149.3 | -9.6 | 149.6 | 445.8 | 33.7 | 0.13 | 6.69
26160 | MC KITTRICK 2 1 | 26163 | MC KITTRICK 2 4 | 1 | Closed | Transformer | YES | -597.3 | 83.3 | 603.1 | 1789.6 | 33.7 | 0.23 | 16.69
10276 | EDMONDS 2 2 | 10489 | SNOHOMISH 4 1 | 1 | Closed | Line | NO | 72.6 | -37.4 | 81.7 | 242.4 | 33.7 | 0.22 | -0.65
21650 | PITTSBURG 6 2 | 21649 | PITTSBURG 6 1 | 1 | Closed | Transformer | YES | -145 | -28.4 | 147.7 | 442.8 | 33.7 | 0.1 | 6.37
40518 | TUCSON 16 2 | 40966 | TUCSON 54 1 | 1 | Closed | Line | NO | 51.4 | -21.6 | 55.8 | 165.5 | 33.7 | 0.08 | -1.46
29038 | NORTH PALM SPRINGS 6 1 | 28654 | DESERT HOT SPRINGS 2 2 | 1 | Closed | Line | NO | 83.2 | 5.5 | 83.4 | 247.4 | 33.7 | 0.4 | 0.23
23129 | WINTON 1 | 23347 | GROVELAND 2 1 | 1 | Closed | Line | NO | -89.8 | -10.4 | 90.4 | 270.3 | 33.7 | 1.13 | -6.92
28724 | ESCONDIDO 8 1 | 29004 | ESCONDIDO 12 1 | 1 | Closed | Line | NO | 77 | 29 | 82.3 | 244.3 | 33.7 | 0.02 | 0.09
23318 | LODI 5 1 | 20234 | ROCKLIN 3 2 | 1 | Closed | Line | NO | 80.7 | 24 | 84.2 | 250 | 33.7 | 0.04 | 0.12
13397 | BEND 4 2 | 13396 | BEND 4 1 | 1 | Closed | Transformer | YES | -164.6 | -53.3 | 173 | 521.6 | 33.7 | 0.11 | 7.74
60878 | FOUNTAIN 5 3 | 60777 | FOUNTAIN 4 4 | 1 | Closed | Line | NO | -66.5 | 17.9 | 68.8 | 204.5 | 33.7 | 0.03 | 0.04
60878 | FOUNTAIN 5 3 | 60777 | FOUNTAIN 4 4 | 3 | Closed | Line | NO | -66.5 | 17.9 | 68.8 | 204.5 | 33.7 | 0.03 | 0.04
60878 | FOUNTAIN 5 3 | 60777 | FOUNTAIN 4 4 | 2 | Closed | Line | NO | -66.5 | 17.9 | 68.8 | 204.5 | 33.7 | 0.03 | 0.04
60236 | BROOMFIELD 2 1 | 60773 | ARVADA 9 1 | 3 | Closed | Line | NO | -66.9 | -15.5 | 68.7 | 204.2 | 33.7 | 0.1 | -3.58
60236 | BROOMFIELD 2 1 | 60773 | ARVADA 9 1 | 2 | Closed | Line | NO | -66.9 | -15.5 | 68.7 | 204.2 | 33.7 | 0.1 | -3.58
60236 | BROOMFIELD 2 1 | 60773 | ARVADA 9 1 | 1 | Closed | Line | NO | -66.9 | -15.5 | 68.7 | 204.2 | 33.7 | 0.1 | -3.58
40550 | TUCSON 35 1 | 40871 | TUCSON 52 1 | 1 | Closed | Line | NO | -56.5 | -3.8 | 56.6 | 168.4 | 33.6 | 0.03 | -0.06
21035 | SANTA ROSA 7 1 | 20493 | MIDDLETOWN 6 10 | 1 | Closed | Line | NO | -455.9 | -29.3 | 456.8 | 1365.3 | 33.6 | 2.2 | 4.9
53227 | DEMING 2 2 | 53184 | BAYARD 2 | 1 | Closed | Line | NO | -58.3 | 11.9 | 59.6 | 181.1 | 33.6 | 1.12 | -1.38
21359 | NEWARK 1 1 | 21361 | NEWARK 2 2 | 1 | Closed | Line | NO | -76 | -4.4 | 76.2 | 226.7 | 33.6 | 0.13 | -0.38
23134 | MERCED 3 1 | 23129 | WINTON 1 | 1 | Closed | Line | NO | -87.2 | -18.6 | 89.1 | 265.3 | 33.6 | 0.2 | -0.39
25574 | LOS ANGELES 77 1 | 26238 | GLENDALE 8 2 | 2 | Closed | Line | NO | -94.1 | -4.7 | 94.3 | 280.4 | 33.6 | 0.06 | 0.11
25574 | LOS ANGELES 77 1 | 26238 | GLENDALE 8 2 | 3 | Closed | Line | NO | -94.1 | -4.7 | 94.3 | 280.4 | 33.6 | 0.06 | 0.11
25574 | LOS ANGELES 77 1 | 26238 | GLENDALE 8 2 | 1 | Closed | Line | NO | -94.1 | -4.7 | 94.3 | 280.4 | 33.6 | 0.06 | 0.11
10469 | BELLEVUE 7 2 | 10465 | RENTON 8 1 | 1 | Closed | Line | NO | 71.3 | 37.6 | 80.6 | 240.2 | 33.6 | 0.06 | -0.51
60368 | LITTLETON 13 3 | 60433 | ENGLEWOOD 5 1 | 1 | Closed | Line | NO | 55.9 | -8.5 | 56.5 | 168 | 33.6 | 0.06 | -0.41
70117 | WRIGHT 2 1 | 77262 | COLSTRIP 2 9 | 1 | Closed | Line | NO | -448.8 | 71.1 | 454.4 | 1372.8 | 33.6 | 12.63 | 59.85
21075 | SAN FRANCISCO 3 1 | 21079 | SAN FRANCISCO 5 1 | 1 | Closed | Line | NO | 55.1 | -45 | 71.2 | 211.6 | 33.6 | 0.1 | -0.02
60885 | WELLINGTON 4 2 | 70116 | ROCK RIVER 1 5 | 1 | Closed | Line | NO | -456.3 | -11.1 | 456.4 | 1379.8 | 33.6 | 7.22 | 6.09
40958 | GILA BEND 6 3 | 40065 | AJO 1 | 1 | Closed | Line | NO | 53.5 | -13.6 | 55.3 | 164.4 | 33.6 | 1.6 | -10.72
21450 | SUISUN CITY 2 2 | 21389 | FAIRFIELD 4 2 | 1 | Closed | Line | NO | 80.5 | 6.7 | 80.8 | 240.8 | 33.6 | 0.03 | -1.84
10274 | SEATTLE 20 1 | 10408 | BOTHELL 3 1 | 1 | Closed | Line | NO | -81.9 | -9.5 | 82.5 | 246 | 33.6 | 0.14 | 0.16
80067 | FABENS 1 | 80069 | EL PASO 32 2 | 1 | Closed | Line | NO | -60.5 | -9.8 | 61.3 | 182.6 | 33.6 | 0.04 | -0.06
40495 | TUCSON 7 1 | 40519 | TUCSON 17 1 | 1 | Closed | Line | NO | 41.5 | -34.1 | 53.7 | 160 | 33.6 | 0.07 | 0.14
10193 | VANCOUVER 17 2 | 10147 | VANCOUVER 10 2 | 1 | Closed | Line | NO | 77.1 | -30.1 | 82.8 | 246.5 | 33.6 | 0.08 | -0.01
25624 | PASADENA 3 1 | 25985 | PASADENA 8 2 | 1 | Closed | Line | NO | -77.8 | 17 | 79.6 | 237.2 | 33.6 | 0.11 | 0.3
28712 | HOLTVILLE 1 2 | 28711 | HOLTVILLE 1 1 | 1 | Closed | Transformer | YES | -26.4 | -31.1 | 40.8 | 128.9 | 33.6 | 0.11 | 3.12
60217 | FORT COLLINS 1 1 | 60784 | LYONS 3 2 | 1 | Closed | Line | NO | -57.7 | -5.7 | 58 | 173.3 | 33.6 | 0.16 | 0.07
30155 | LAS VEGAS 35 1 | 30172 | NORTH LAS VEGAS 4 2 | 1 | Closed | Line | NO | -94.2 | -25.5 | 97.6 | 291.3 | 33.6 | 0.34 | -0.63
70170 | WHEATLAND 2 1 | 70101 | GLENROCK 2 7 | 1 | Closed | Line | NO | -446.8 | 53.8 | 450.1 | 1378.8 | 33.6 | 6.15 | -40.22
25632 | ALHAMBRA 3 1 | 26126 | BURBANK 10 2 | 1 | Closed | Line | NO | -388.8 | -228.2 | 450.8 | 1344.3 | 33.5 | 1.17 | -4.35
13410 | BOARDMAN 1 2 | 13553 | BOARDMAN 2 4 | 1 | Closed | Line | NO | -80.4 | 11.6 | 81.2 | 243.7 | 33.5 | 0.54 | -0.03
77283 | HARDIN 3 2 | 77285 | HARDIN 3 4 | 1 | Closed | TransformerWinding | YES | -160.8 | 33.7 | 164.3 | 492.7 | 33.5 | -0.07 | -4.45
60594 | FOWLER 1 | 60787 | PUEBLO 13 3 | 1 | Closed | Line | NO | -58 | -0.1 | 58 | 177 | 33.5 | 0.68 | -9.17
10369 | EVERETT 2 1 | 10893 | BURLINGTON 2 2 | 1 | Closed | Line | NO | -433.2 | -81.8 | 440.8 | 1319.1 | 33.5 | 3.06 | -8.46
21576 | SAN MARTIN 2 | 21640 | GILROY 3 2 | 1 | Closed | Line | NO | -77.4 | 12.6 | 78.4 | 234.8 | 33.5 | 0.29 | 0.33
28782 | REDLANDS 5 2 | 28831 | COLTON 3 1 | 1 | Closed | Line | NO | 447.7 | -5.2 | 447.7 | 1336.5 | 33.5 | 0.8 | -1.72
13548 | DEXTER 2 1 | 13588 | LOWELL 4 9 | 1 | Closed | Line | NO | -452.8 | -10.2 | 452.9 | 1371.7 | 33.5 | 6.63 | -13.64
40356 | MESA 4 1 | 40367 | CHANDLER 9 1 | 2 | Closed | Line | NO | 65 | -0.8 | 65 | 194.1 | 33.5 | 0.05 | 0.18
40356 | MESA 4 1 | 40367 | CHANDLER 9 1 | 1 | Closed | Line | NO | 65 | -0.8 | 65 | 194.1 | 33.5 | 0.05 | 0.18
21327 | CASTRO VALLEY 2 2 | 21260 | OAKLAND 15 1 | 1 | Closed | Line | NO | 72.4 | 26.3 | 77 | 230 | 33.5 | 0.07 | -0.02
13690 | CLATSKANIE 5 2 | 10021 | CATHLAMET 1 | 1 | Closed | Line | NO | 82.7 | -3 | 82.8 | 247.3 | 33.5 | 0.34 | 1.01
10411 | BOTHELL 5 1 | 10428 | EVERETT 8 2 | 1 | Closed | Line | NO | -105.3 | -81.9 | 133.4 | 400 | 33.5 | 0.19 | 0.51
40954 | PHOENIX 76 2 | 40490 | SUPERIOR 1 1 | 1 | Closed | Line | NO | 56.1 | 5.5 | 56.4 | 168.4 | 33.5 | 0.63 | -0.18
40313 | TEMPE 5 1 | 40324 | SCOTTSDALE 6 2 | 1 | Closed | Line | NO | -66.5 | -13 | 67.8 | 203 | 33.5 | 0.06 | 0.28
40313 | TEMPE 5 1 | 40324 | SCOTTSDALE 6 2 | 3 | Closed | Line | NO | -66.5 | -13 | 67.8 | 203 | 33.5 | 0.06 | 0.28
40313 | TEMPE 5 1 | 40324 | SCOTTSDALE 6 2 | 2 | Closed | Line | NO | -66.5 | -13 | 67.8 | 203 | 33.5 | 0.06 | 0.28
13681 | ARLINGTON 8 1 | 13523 | MADRAS 2 1 | 1 | Closed | Line | NO | 1368.1 | -401.1 | 1425.7 | 4266.9 | 33.4 | 5.15 | -370.73
28382 | DEL MAR 1 | 28404 | SAN DIEGO 4 2 | 1 | Closed | Line | NO | -69.9 | -32.8 | 77.2 | 231.8 | 33.4 | 0.21 | 0.2
80008 | EL PASO 4 1 | 80010 | EL PASO 5 1 | 1 | Closed | Line | NO | -54.1 | -15.9 | 56.4 | 169 | 33.4 | 0.08 | -0.12
50444 | SALT LAKE CITY 32 2 | 50172 | SALT LAKE CITY 17 1 | 1 | Closed | Line | NO | 100.9 | 11.3 | 101.6 | 304 | 33.4 | 0.06 | 0.16
21148 | SAN FRANCISCO 29 1 | 21106 | DALY CITY 3 1 | 1 | Closed | Line | NO | 57.3 | -24.9 | 62.5 | 187 | 33.4 | 0.04 | -0.12
60877 | FOUNTAIN 5 2 | 60489 | COLORADO SPRINGS 12 1 | 1 | Closed | Line | NO | 144.7 | 129.6 | 194.2 | 584.6 | 33.4 | 1.19 | -2.82
23004 | SEASIDE 3 1 | 23017 | SALINAS 5 2 | 1 | Closed | Line | NO | -73.3 | -40.3 | 83.6 | 250.4 | 33.4 | 0.1 | -0.32
10263 | BURLINGTON 1 1 | 10795 | ANACORTES 2 2 | 1 | Closed | Line | NO | -68.6 | 31 | 75.3 | 226 | 33.4 | 0.31 | 0.22
23320 | BIG CREEK 1 1 | 23325 | BIG CREEK 1 6 | 1 | Closed | Transformer | YES | -13.9 | 1.7 | 14.1 | 42.1 | 33.4 | 0.02 | 0.67
40221 | PHOENIX 34 1 | 40297 | PHOENIX 67 6 | 1 | Closed | Line | NO | 30.1 | 51.3 | 59.4 | 180 | 33.4 | 0.14 | -0.8
21715 | ALAMEDA 4 11 | 21665 | OAKLAND 19 2 | 1 | Closed | Line | NO | -76.3 | 6.6 | 76.6 | 229.7 | 33.4 | 0.04 | 0.05
74189 | ASHTON 1 | 77065 | WEST YELLOWSTONE 1 | 1 | Closed | Line | NO | -88.5 | 7.2 | 88.8 | 273.9 | 33.4 | 2.87 | 8.31
10200 | TACOMA 7 1 | 10251 | FEDERAL WAY 2 1 | 1 | Closed | Line | NO | -76.6 | 27.2 | 81.3 | 243.7 | 33.4 | 0.09 | 0.18
41016 | GILA BEND 8 1 | 40791 | GILA BEND 3 2 | 1 | Closed | Line | NO | -89.8 | 4.2 | 89.9 | 269.8 | 33.4 | 0.12 | 0.45
40180 | MARICOPA 2 1 | 40096 | GOODYEAR 2 1 | 1 | Closed | Line | NO | -55.6 | 0.5 | 55.6 | 168.3 | 33.3 | 0.51 | -0.74
13523 | MADRAS 2 1 | 13695 | BOARDMAN 4 1 | 1 | Closed | Line | NO | -1314.3 | -118.2 | 1319.6 | 4255.5 | 33.3 | 6.54 | -635.12
60007 | CORTEZ 3 | 60009 | CORTEZ 5 | 1 | Closed | TransformerWinding | YES | -37.5 | -5.1 | 37.8 | 113.4 | 33.3 | -0.05 | -1.68
60487 | AURORA 10 1 | 60590 | STRASBURG 1 | 1 | Closed | Line | NO | -58 | -1.8 | 58.1 | 176.3 | 33.3 | 0.3 | -8.77
21200 | SAN CARLOS 1 2 | 21294 | HAYWARD 2 1 | 1 | Closed | Line | NO | -57.5 | 43.4 | 72 | 216.4 | 33.3 | 0.03 | -0.08
77233 | POLSON 2 2 | 77148 | RONAN 1 | 1 | Closed | Line | NO | 74.6 | -17.8 | 76.7 | 230.1 | 33.3 | 0.6 | -0.29
40510 | TUCSON 14 2 | 40512 | TUCSON 14 4 | 1 | Closed | TransformerWinding | YES | -278.9 | -26.4 | 280.2 | 841.1 | 33.3 | -0.18 | -12.11
40167 | GLENDALE 18 1 | 40810 | GLENDALE 23 2 | 1 | Closed | Line | NO | -55.6 | 7.3 | 56.1 | 168.5 | 33.3 | 0.1 | 0.31
21049 | SANTA ROSA 11 1 | 21045 | CALISTOGA 1 | 1 | Closed | Line | NO | -80.5 | 5.6 | 80.6 | 243.5 | 33.3 | 0.31 | -1.64
40853 | TUCSON 50 3 | 40526 | TUCSON 22 1 | 1 | Closed | Line | NO | 60.7 | 27.4 | 66.6 | 200 | 33.3 | 0.23 | 0.62
40553 | TUCSON 37 1 | 40518 | TUCSON 16 2 | 1 | Closed | Line | NO | -66.5 | -8.2 | 67 | 201.7 | 33.3 | 0.11 | 0.3
40553 | TUCSON 37 1 | 40518 | TUCSON 16 2 | 2 | Closed | Line | NO | -66.5 | -8.2 | 67 | 201.7 | 33.3 | 0.11 | 0.3
40553 | TUCSON 37 1 | 40518 | TUCSON 16 2 | 3 | Closed | Line | NO | -66.5 | -8.2 | 67 | 201.7 | 33.3 | 0.11 | 0.3
21064 | SAUSALITO 2 | 21167 | SAN PABLO 1 2 | 1 | Closed | Line | NO | -79.7 | 2.2 | 79.7 | 240.9 | 33.3 | 0.36 | -2.61
40537 | TUCSON 30 1 | 40966 | TUCSON 54 1 | 1 | Closed | Line | NO | -56.4 | 2.9 | 56.5 | 170 | 33.3 | 0.08 | -0.27
25193 | VALENCIA 2 1 | 25252 | NORTH HILLS 1 1 | 1 | Closed | Line | NO | 79.5 | -1.6 | 79.5 | 239.1 | 33.3 | 0.11 | -0.13
25189 | WEST HILLS 1 | 25210 | WOODLAND HILLS 4 2 | 1 | Closed | Line | NO | 76.8 | -18 | 78.8 | 237.1 | 33.3 | 0.22 | 0.39
40054 | TONOPAH 2 1 | 40064 | BUCKEYE 1 1 | 1 | Closed | Line | NO | 54.2 | -9.4 | 55 | 165.5 | 33.3 | 1.14 | 0.34
23373 | BIG CREEK 3 2 | 23353 | BIG CREEK 2 1 | 1 | Closed | Line | NO | 88.3 | -5.2 | 88.5 | 266.2 | 33.3 | 0.05 | -0.15
13616 | ARLINGTON 7 1 | 13618 | ARLINGTON 7 3 | 1 | Closed | Transformer | YES | -171.4 | 34.9 | 174.9 | 526.2 | 33.2 | 0.09 | 5.97
25143 | BAKERSFIELD 16 2 | 25142 | BAKERSFIELD 16 1 | 1 | Closed | Transformer | YES | -128.6 | -58 | 141.1 | 432 | 33.2 | 0.1 | 5.68
10357 | LYNNWOOD 6 1 | 10341 | LYNNWOOD 4 2 | 1 | Closed | Line | NO | 82.3 | 1.2 | 82.3 | 247.7 | 33.2 | 0.1 | -0.23
10473 | LAKE STEVENS 2 1 | 10370 | EVERETT 2 2 | 1 | Closed | Line | NO | -82.2 | -2.2 | 82.2 | 248.1 | 33.2 | 0.18 | 0.05
28232 | RANCHO CUCAMONGA 5 1 | 25797 | POMONA 1 3 | 1 | Closed | Line | NO | 15.9 | -54.5 | 56.8 | 170.9 | 33.2 | 0.07 | -0.84
50020 | CEDAR CITY 2 2 | 50018 | CEDAR CITY 1 1 | 1 | Closed | Line | NO | 102.4 | -1 | 102.4 | 308.5 | 33.2 | 0.99 | 2.58
25748 | COVINA 1 1 | 25768 | AZUSA 2 2 | 1 | Closed | Line | NO | -73.5 | 25.9 | 78 | 237.5 | 33.2 | 0.35 | -1.68
40738 | TEMPE 9 2 | 40316 | TEMPE 6 3 | 1 | Closed | Line | NO | 51.7 | 19.2 | 55.1 | 166.1 | 33.2 | 0.15 | 0.26
60447 | COLORADO SPRINGS 6 5 | 60854 | COLORADO SPRINGS 34 3 | 1 | Closed | Line | NO | -56.1 | -10.1 | 57 | 172.5 | 33.2 | 0.22 | 0
21034 | ROHNERT PARK 2 1 | 21069 | CORTE MADERA 1 | 1 | Closed | Line | NO | 79.6 | -23.8 | 83.1 | 250.4 | 33.2 | 0.46 | -9.71
13573 | HELIX 2 1 | 13638 | MILTON FREEWATER 2 2 | 1 | Closed | Line | NO | -81.5 | 2 | 81.5 | 245.9 | 33.2 | 0.14 | 0.05
74251 | CAMBRIDGE 2 | 74114 | DONNELLY 1 | 1 | Closed | Line | NO | 83.1 | -15.8 | 84.6 | 254.8 | 33.2 | 1.26 | -2.2
30339 | BOULDER CITY 4 2 | 30341 | BOULDER CITY 4 4 | 1 | Closed | TransformerWinding | YES | -142.2 | -1 | 142.2 | 429.3 | 33.2 | 0.12 | 6.51
40236 | PHOENIX 45 2 | 40738 | TEMPE 9 2 | 3 | Closed | Line | NO | -61.7 | -24.3 | 66.3 | 199.8 | 33.2 | 0.1 | -1.04
40236 | PHOENIX 45 2 | 40738 | TEMPE 9 2 | 2 | Closed | Line | NO | -61.7 | -24.3 | 66.3 | 199.8 | 33.2 | 0.1 | -1.04
40236 | PHOENIX 45 2 | 40738 | TEMPE 9 2 | 1 | Closed | Line | NO | -61.7 | -24.3 | 66.3 | 199.8 | 33.2 | 0.1 | -1.04
30206 | LAS VEGAS 57 1 | 30401 | LAS VEGAS 74 3 | 1 | Closed | Line | NO | -91.4 | -35.5 | 98.1 | 295.5 | 33.2 | 0.09 | -0.86
20404 | WOODLAND 5 5 | 21081 | SAN FRANCISCO 6 1 | 1 | Closed | Line | NO | 438.5 | 0.7 | 438.5 | 1339.5 | 33.2 | 4.49 | -95.1
60260 | DENVER 8 1 | 60186 | GOLDEN 3 1 | 1 | Closed | Line | NO | -15.7 | -42.9 | 45.7 | 137.7 | 33.2 | 0.08 | -0.31
10016 | RAYMOND 1 | 13463 | CLATSKANIE 2 2 | 1 | Closed | Line | NO | -79 | -1.3 | 79.1 | 245.3 | 33.2 | 0.54 | -18.21
21330 | PLEASANT HILL 1 1 | 21643 | PITTSBURG 5 3 | 1 | Closed | Line | NO | -81.1 | -12.3 | 82 | 247.8 | 33.2 | 0.39 | -1.59
13402 | MADRAS 1 1 | 13390 | TERREBONNE 1 | 3 | Closed | Line | NO | 93.5 | 4.9 | 93.6 | 282.4 | 33.2 | 0.61 | -1.64
13402 | MADRAS 1 1 | 13390 | TERREBONNE 1 | 1 | Closed | Line | NO | 93.5 | 4.9 | 93.6 | 282.4 | 33.2 | 0.61 | -1.64
13402 | MADRAS 1 1 | 13390 | TERREBONNE 1 | 2 | Closed | Line | NO | 93.5 | 4.9 | 93.6 | 282.4 | 33.2 | 0.61 | -1.64
40900 | GILBERT 12 3 | 40356 | MESA 4 1 | 2 | Closed | Line | NO | 66.4 | 7 | 66.8 | 201.4 | 33.2 | 0.04 | 0.05
40900 | GILBERT 12 3 | 40356 | MESA 4 1 | 3 | Closed | Line | NO | 66.4 | 7 | 66.8 | 201.4 | 33.2 | 0.04 | 0.05
40900 | GILBERT 12 3 | 40356 | MESA 4 1 | 1 | Closed | Line | NO | 66.4 | 7 | 66.8 | 201.4 | 33.2 | 0.04 | 0.05
21271 | OAKLAND 17 1 | 21336 | WALNUT CREEK 2 1 | 1 | Closed | Line | NO | 32.2 | -67.9 | 75.2 | 226.7 | 33.2 | 0.06 | -0.66
10131 | VANCOUVER 8 1 | 13300 | PORTLAND 31 1 | 1 | Closed | Line | NO | -53.6 | -52.2 | 74.8 | 225.6 | 33.2 | 0.05 | -0.44
21251 | OAKLAND 14 3 | 21271 | OAKLAND 17 1 | 1 | Closed | Line | NO | 67.4 | -47.8 | 82.6 | 249.1 | 33.2 | 0.05 | 0.08
20243 | FOLSOM 1 1 | 20246 | FOLSOM 1 4 | 1 | Closed | TransformerWinding | YES | 216.1 | 28.6 | 218 | 657.6 | 33.1 | 0.46 | 23.04
50102 | SALT LAKE CITY 5 1 | 50444 | SALT LAKE CITY 32 2 | 1 | Closed | Line | NO | -97.2 | -17.4 | 98.8 | 298.5 | 33.1 | 0.11 | 0.32
10575 | PROSSER 2 | 13676 | BOARDMAN 3 2 | 1 | Closed | Line | NO | -79.1 | -15.6 | 80.6 | 243.3 | 33.1 | 0.36 | -11.13
50066 | HERRIMAN 1 2 | 50065 | HERRIMAN 1 1 | 1 | Closed | Transformer | YES | -258.2 | -84.9 | 271.8 | 827.2 | 33.1 | 0.11 | 6.75
40398 | CASA GRANDE 2 1 | 40891 | CHANDLER 16 2 | 1 | Closed | Line | NO | -51.7 | -20 | 55.5 | 167.4 | 33.1 | 0.25 | -0.97
60265 | LITTLETON 3 2 | 60333 | LITTLETON 10 1 | 1 | Closed | Line | NO | 47.3 | 30.7 | 56.4 | 171.3 | 33.1 | 0.15 | -0.9
40121 | AVONDALE 3 2 | 40132 | TOLLESON 2 1 | 1 | Closed | Line | NO | 50.6 | 20.9 | 54.7 | 165.3 | 33.1 | 0.1 | -0.07
13302 | PORTLAND 33 1 | 10192 | VANCOUVER 17 1 | 1 | Closed | Line | NO | -404.4 | -183 | 443.9 | 1341.4 | 33.1 | 0.9 | -8.09
50267 | SALEM 14 1 | 50310 | HELPER 1 1 | 1 | Closed | Line | NO | -97.7 | -3.7 | 97.8 | 299 | 33.1 | 0.91 | -11.62
50081 | ROY 2 3 | 50061 | OGDEN 1 3 | 1 | Closed | Line | NO | -100.5 | -17.5 | 102.1 | 308.5 | 33.1 | 0.15 | -0.84
53064 | ABIQUIU 1 | 53153 | DULCE 1 | 1 | Closed | Line | NO | -60.8 | 11 | 61.8 | 190.5 | 33.1 | 1.81 | 3.64
21728 | HAYWARD 8 2 | 21339 | HAYWARD 5 1 | 1 | Closed | Line | NO | 356.5 | 131.9 | 380.1 | 1167.5 | 33.1 | 0.77 | -18.33
13448 | ONTARIO 1 2 | 74012 | PARMA 1 | 1 | Closed | Line | NO | 81.1 | 11.2 | 81.9 | 247.6 | 33.1 | 0.63 | 0.19
50444 | SALT LAKE CITY 32 2 | 50443 | SALT LAKE CITY 32 1 | 1 | Closed | Transformer | YES | -272.6 | -57.3 | 278.6 | 849.2 | 33.1 | 0.13 | 9.49
60886 | WELLINGTON 4 3 | 60885 | WELLINGTON 4 2 | 1 | Closed | Transformer | YES | -188.9 | 45.9 | 194.4 | 587.8 | 33.1 | 0.19 | 11.2
13448 | ONTARIO 1 2 | 74327 | NEW PLYMOUTH 2 | 1 | Closed | Line | NO | 81.2 | -19 | 83.4 | 252.3 | 33.1 | 0.14 | -5.61
50117 | SOUTH JORDAN 2 2 | 50119 | SOUTH JORDAN 2 4 | 1 | Closed | TransformerWinding | YES | -262 | -71.8 | 271.6 | 821.4 | 33.1 | -0.04 | -3.2
60578 | TRINIDAD 2 | 60518 | WALSENBURG 1 | 1 | Closed | Line | NO | -58.8 | 6.1 | 59.2 | 181.1 | 33.1 | 0.62 | -1.04
28014 | WESTMINSTER 3 1 | 28029 | HUNTINGTON BEACH 5 1 | 1 | Closed | Line | NO | -81.1 | 0.5 | 81.1 | 246 | 33.1 | 0.28 | 0.29
60530 | PUEBLO 6 1 | 60659 | PUEBLO 12 3 | 1 | Closed | Line | NO | -54.9 | -12.1 | 56.2 | 172.8 | 33.1 | 0.5 | 1.97
40005 | YUMA 2 2 | 40725 | YUMA 6 4 | 3 | Closed | Line | NO | -66 | -10.5 | 66.8 | 202.6 | 33.1 | 0.12 | 0.17
40005 | YUMA 2 2 | 40725 | YUMA 6 4 | 1 | Closed | Line | NO | -66 | -10.5 | 66.8 | 202.6 | 33.1 | 0.12 | 0.17
40005 | YUMA 2 2 | 40725 | YUMA 6 4 | 2 | Closed | Line | NO | -66 | -10.5 | 66.8 | 202.6 | 33.1 | 0.12 | 0.17
20094 | YUBA CITY 2 3 | 20167 | OROVILLE 3 3 | 1 | Closed | Line | NO | -78.3 | 12 | 79.2 | 242.7 | 33 | 0.39 | -3.45
13563 | SPRINGFIELD 5 2 | 13101 | EUGENE 7 1 | 1 | Closed | Line | NO | 76 | 17 | 77.9 | 235.8 | 33 | 0.17 | 0.26
10457 | MAPLE FALLS 1 | 10280 | EVERSON 3 | 1 | Closed | Line | NO | 63.4 | -14.4 | 65 | 196.8 | 33 | 0.51 | 1.29
28917 | DESERT HOT SPRINGS 5 1 | 28918 | DESERT HOT SPRINGS 5 2 | 1 | Closed | Transformer | YES | -25.4 | 4.3 | 25.7 | 77.9 | 33 | 0.02 | 0.6
40259 | PHOENIX 56 1 | 40181 | PHOENIX 13 1 | 2 | Closed | Line | NO | 60.4 | -20.1 | 63.7 | 192.9 | 33 | 0.07 | 0.03
40259 | PHOENIX 56 1 | 40181 | PHOENIX 13 1 | 1 | Closed | Line | NO | 60.4 | -20.1 | 63.7 | 192.9 | 33 | 0.07 | 0.03
23424 | VALLECITO 2 | 23146 | SONORA 2 1 | 1 | Closed | Line | NO | 81.9 | -22.4 | 84.9 | 257.2 | 33 | 0.28 | 0.2
13189 | SPRINGFIELD 4 1 | 13532 | LOWELL 3 1 | 1 | Closed | Line | NO | -80.8 | -1.5 | 80.8 | 248.7 | 33 | 1.2 | 1.23
25266 | MARINA DEL REY 1 | 26126 | BURBANK 10 2 | 1 | Closed | Line | NO | -357.3 | -239 | 429.9 | 1302.8 | 33 | 0.94 | -5.2
10546 | CHELAN 1 | 10873 | WENATCHEE 5 1 | 1 | Closed | Line | NO | -80.2 | 5.4 | 80.4 | 245.5 | 33 | 0.5 | -1.24
40376 | SCOTTSDALE 14 3 | 40342 | SCOTTSDALE 11 1 | 1 | Closed | Line | NO | -52.4 | -13.2 | 54 | 164 | 33 | 0.19 | -0.53
40932 | JOSEPH CITY 2 2 | 40931 | JOSEPH CITY 2 1 | 1 | Closed | Transformer | YES | -443 | 169 | 474.1 | 1437.5 | 33 | 0.28 | 23.64
60218 | FORT COLLINS 2 1 | 60288 | LOVELAND 4 2 | 1 | Closed | Line | NO | -42.6 | -31.3 | 52.8 | 161.5 | 32.9 | 0.15 | 0.47
60249 | LONGMONT 4 1 | 60246 | BERTHOUD 1 | 2 | Closed | Line | NO | -62 | -19.3 | 64.9 | 197.1 | 32.9 | 0.15 | -0.68
60249 | LONGMONT 4 1 | 60246 | BERTHOUD 1 | 1 | Closed | Line | NO | -62 | -19.3 | 64.9 | 197.1 | 32.9 | 0.15 | -0.68
53066 | ALBUQUERQUE 1 1 | 53267 | ALBUQUERQUE 30 2 | 1 | Closed | Line | NO | -59.8 | -1.3 | 59.8 | 182.1 | 32.9 | 0.17 | -1.42
13165 | SALEM 11 1 | 13118 | SALEM 7 1 | 1 | Closed | Line | NO | 79.7 | 11.8 | 80.6 | 244.8 | 32.9 | 0.09 | -0.87
25231 | ENCINO 1 1 | 25227 | RESEDA 2 4 | 1 | Closed | Line | NO | 60.7 | -44.3 | 75.1 | 228.3 | 32.9 | 0.17 | 0.33
25187 | CALABASAS 1 1 | 25300 | LOS ANGELES 6 1 | 1 | Closed | Line | NO | 76.6 | -17.6 | 78.6 | 238.9 | 32.9 | 0.22 | -4.94
11007 | SHELTON 4 1 | 11009 | SHELTON 4 3 | 1 | Closed | Transformer | YES | -22.3 | 2.2 | 22.4 | 67.9 | 32.9 | 0.02 | 0.47
23271 | LODI 4 2 | 23433 | LODI 6 3 | 1 | Closed | Line | NO | -67.2 | -45.4 | 81.1 | 246.6 | 32.9 | 0.01 | 0.01
23183 | FRESNO 13 1 | 23190 | FRESNO 16 1 | 1 | Closed | Line | NO | -77.6 | -18.5 | 79.8 | 242.6 | 32.9 | 0.28 | -3.38
77031 | JOLIET 1 | 77029 | BRIDGER 1 | 1 | Closed | Line | NO | 92.7 | -11.4 | 93.4 | 284 | 32.9 | 0.62 | -9.29
40900 | GILBERT 12 3 | 40391 | MESA 11 1 | 1 | Closed | Line | NO | 64 | 4.6 | 64.2 | 195.2 | 32.9 | 0.17 | 0.37
40900 | GILBERT 12 3 | 40391 | MESA 11 1 | 2 | Closed | Line | NO | 64 | 4.6 | 64.2 | 195.2 | 32.9 | 0.17 | 0.37
21251 | OAKLAND 14 3 | 21308 | LAFAYETTE 1 1 | 1 | Closed | Line | NO | -82 | 14.7 | 83.4 | 254 | 32.9 | 0.18 | 0.13
28832 | COLTON 3 2 | 29005 | COLTON 5 1 | 1 | Closed | Line | NO | 80.9 | -4.2 | 81 | 246.5 | 32.9 | 0.02 | -1.32
77165 | KALISPELL 2 1 | 77222 | HUNGRY HORSE 2 | 1 | Closed | Line | NO | -81 | -18.9 | 83.2 | 256 | 32.9 | 0.56 | 1.56
30278 | FALLON 2 1 | 30280 | FALLON 2 3 | 1 | Closed | Transformer | YES | -7.9 | 0.3 | 7.9 | 24.1 | 32.8 | 0.01 | 0.31
40596 | OVERGAARD 3 | 40948 | HEBER 5 2 | 1 | Closed | Line | NO | -54.1 | -0.5 | 54.1 | 166.3 | 32.8 | 0.42 | -4.45
28413 | FALLBROOK 2 2 | 28808 | PALA 2 | 1 | Closed | Line | NO | -84.2 | 13.5 | 85.3 | 260 | 32.8 | 0.11 | 0.37
21251 | OAKLAND 14 3 | 21333 | WALNUT CREEK 1 1 | 1 | Closed | Line | NO | -80.8 | 8.3 | 81.2 | 247.7 | 32.8 | 0.12 | 0.23
23182 | FRESNO 12 1 | 23407 | FRESNO 24 2 | 1 | Closed | Line | NO | -79.6 | -10.7 | 80.3 | 245.2 | 32.8 | 0.28 | -0.37
23015 | SALINAS 4 1 | 23376 | MOSS LANDING 3 | 1 | Closed | Line | NO | -84.9 | -12 | 85.7 | 262.6 | 32.8 | 0.63 | -1.17
40005 | YUMA 2 2 | 40003 | YUMA 1 1 | 1 | Closed | Line | NO | 55.1 | -1.3 | 55.1 | 167.8 | 32.8 | 0.17 | -0.28
40216 | PHOENIX 31 1 | 40250 | PHOENIX 52 1 | 1 | Closed | Line | NO | 19.8 | 41.1 | 45.7 | 139.1 | 32.8 | 0.03 | 0.05
60259 | DENVER 7 1 | 60308 | DENVER 13 2 | 1 | Closed | Line | NO | -71.1 | 8.7 | 71.6 | 218.7 | 32.8 | 0.11 | -0.06
13532 | LOWELL 3 1 | 13454 | BLUE RIVER 2 | 1 | Closed | Line | NO | -83.9 | 2.2 | 83.9 | 257.6 | 32.8 | 0.67 | 1.52
13074 | VERNONIA 1 | 13096 | BANKS 1 | 1 | Closed | Line | NO | 81 | -0.2 | 81 | 247 | 32.8 | 0.6 | -0.03
25512 | GLENDALE 5 1 | 25516 | LOS ANGELES 63 1 | 1 | Closed | Line | NO | 11.2 | 61.1 | 62.1 | 190 | 32.8 | 0.1 | -0.21
28074 | SANTA ANA 3 1 | 28077 | SANTA ANA 3 4 | 1 | Closed | TransformerWinding | YES | 184.2 | -4.2 | 184.3 | 566.8 | 32.8 | 0.33 | 22.89
10270 | SEATTLE 17 1 | 10409 | BOTHELL 4 1 | 1 | Closed | Line | NO | -89.1 | -13.7 | 90.1 | 275.4 | 32.8 | 0.24 | -0.54
10270 | SEATTLE 17 1 | 10409 | BOTHELL 4 1 | 2 | Closed | Line | NO | -89.1 | -13.7 | 90.1 | 275.4 | 32.8 | 0.24 | -0.54
13173 | MEDFORD 2 1 | 13150 | CENTRAL POINT 1 1 | 1 | Closed | Line | NO | -79.8 | 6.5 | 80.1 | 245.6 | 32.8 | 0.35 | -0.61
60178 | BOULDER 5 1 | 60182 | BOULDER 6 1 | 1 | Closed | Line | NO | 56.5 | -2 | 56.6 | 172.7 | 32.8 | 0.16 | -2.79
60509 | COLORADO SPRINGS 19 2 | 60854 | COLORADO SPRINGS 34 3 | 1 | Closed | Line | NO | -55.6 | -8.7 | 56.2 | 172.3 | 32.8 | 0.19 | 0.2
10140 | PORT ORCHARD 3 1 | 10079 | SILVERDALE 1 2 | 1 | Closed | Line | NO | -80.5 | 1.9 | 80.5 | 246.8 | 32.7 | 0.19 | -2.4
10514 | GRANITE FALLS 1 | 10518 | DARRINGTON 1 | 1 | Closed | Line | NO | -79.6 | 6.1 | 79.8 | 245.7 | 32.7 | 0.74 | 1.88
23158 | MADERA 4 2 | 23177 | FRESNO 8 1 | 1 | Closed | Line | NO | 79 | 32.1 | 85.3 | 268.8 | 32.7 | 0.23 | -7.05
29016 | SAN DIEGO 53 2 | 28574 | LA MESA 2 1 | 1 | Closed | Line | NO | 417.8 | 134.8 | 439 | 1342.5 | 32.7 | 0.91 | -3.9
30417 | LAS VEGAS 75 1 | 30420 | LAS VEGAS 75 4 | 1 | Closed | TransformerWinding | YES | 192.1 | 19.8 | 193.2 | 590.2 | 32.7 | 0.2 | 12
20269 | SUSANVILLE 1 | 20526 | BURNEY 4 2 | 1 | Closed | Line | NO | -76.1 | 16.4 | 77.8 | 247 | 32.7 | 1.26 | -6.99
20535 | BIG BEND 2 1 | 20318 | MONTGOMERY CREEK 1 3 | 1 | Closed | Line | NO | 58.7 | 44.4 | 73.6 | 224.8 | 32.7 | 0.02 | -0.03
10040 | OLYMPIA 4 1 | 10039 | OLYMPIA 3 2 | 1 | Closed | Line | NO | -76.7 | -20.6 | 79.4 | 243.1 | 32.7 | 0.17 | -0.27
60436 | ENGLEWOOD 6 3 | 60392 | LITTLETON 17 1 | 1 | Closed | Line | NO | -53.4 | -11.7 | 54.7 | 168 | 32.7 | 0.18 | 0.3
25742 | LA HABRA 2 3 | 25931 | NORWALK 4 2 | 1 | Closed | Line | NO | -99.5 | -54.6 | 113.5 | 350 | 32.7 | 0.47 | 1.05
13381 | BEND 1 1 | 13388 | BEND 3 1 | 1 | Closed | Line | NO | -81.4 | 2.8 | 81.4 | 250.8 | 32.7 | 0.58 | -0.25
20206 | CITRUS HEIGHTS 1 1 | 20210 | ROSEVILLE 4 1 | 1 | Closed | Line | NO | -76.4 | -9.3 | 77 | 235.4 | 32.7 | 0.18 | -3.24
10421 | KIRKLAND 4 1 | 10420 | KIRKLAND 3 1 | 1 | Closed | Line | NO | -76.8 | -19.3 | 79.2 | 243.2 | 32.7 | 0.18 | 0.49
40274 | CHANDLER 2 2 | 40289 | MARICOPA 4 1 | 1 | Closed | Line | NO | 49.1 | 23.7 | 54.5 | 166.7 | 32.7 | 0.31 | -0.17
60258 | DENVER 6 1 | 60365 | LITTLETON 12 1 | 1 | Closed | Line | NO | 37.6 | 57.4 | 68.6 | 210 | 32.7 | 0.14 | 0.1
13272 | PORTLAND 17 3 | 13250 | PORTLAND 10 1 | 1 | Closed | Line | NO | 82.9 | 35.3 | 90.1 | 275.7 | 32.7 | 0.09 | 0.17
13272 | PORTLAND 17 3 | 13250 | PORTLAND 10 1 | 3 | Closed | Line | NO | 82.9 | 35.3 | 90.1 | 275.7 | 32.7 | 0.09 | 0.17
13272 | PORTLAND 17 3 | 13250 | PORTLAND 10 1 | 2 | Closed | Line | NO | 82.9 | 35.3 | 90.1 | 275.7 | 32.7 | 0.09 | 0.17
10810 | RICHLAND 4 3 | 10809 | RICHLAND 4 2 | 1 | Closed | Transformer | YES | -151 | -21.9 | 152.6 | 470 | 32.7 | 0.08 | 5.22
21516 | SAN JOSE 23 3 | 21562 | SAN JOSE 42 1 | 1 | Closed | Line | NO | 4 | 59.3 | 59.5 | 183.5 | 32.7 | 0.04 | -0.45
40949 | PHOENIX 75 1 | 40954 | PHOENIX 76 2 | 1 | Closed | Line | NO | -54.6 | -8.8 | 55.3 | 170.3 | 32.7 | 0.32 | 0.14
20062 | PALO CEDRO 1 | 20354 | BIG BEND 1 2 | 1 | Closed | Line | NO | -77.9 | -1.9 | 77.9 | 241.1 | 32.7 | 0.53 | -9
21191 | BERKELEY 1 1 | 21096 | BELVEDERE TIBURON 1 | 1 | Closed | Line | NO | -74.9 | -22.1 | 78.1 | 239.5 | 32.7 | 0.08 | 0.06
13292 | PORTLAND 24 1 | 10093 | VANCOUVER 3 1 | 1 | Closed | Line | NO | 67.9 | 34.5 | 76.1 | 233.1 | 32.7 | 0.14 | 0.11
10078 | SILVERDALE 1 1 | 10081 | SILVERDALE 1 4 | 1 | Closed | TransformerWinding | YES | 198.8 | 31.7 | 201.4 | 616.8 | 32.6 | 0.6 | 33.07
13463 | CLATSKANIE 2 2 | 13647 | CLATSKANIE 4 3 | 1 | Closed | Line | NO | 79.8 | 3.7 | 79.9 | 244.9 | 32.6 | 0.03 | 0.12
28163 | MONTCLAIR 2 1 | 28175 | CHINO 3 1 | 1 | Closed | Line | NO | 75.8 | 22.7 | 79.1 | 243.4 | 32.6 | 0.08 | -1.13
25361 | LOS ANGELES 15 1 | 25478 | GLENDALE 2 1 | 1 | Closed | Line | NO | -73 | -22.2 | 76.4 | 234.3 | 32.6 | 0.05 | -0.14
13657 | IDLEYLD PARK 4 2 | 13656 | IDLEYLD PARK 4 1 | 1 | Closed | Transformer | YES | -134.5 | 30.8 | 138 | 423.6 | 32.6 | 0.06 | 5.11
30437 | LAS VEGAS 78 1 | 30440 | LAS VEGAS 78 4 | 1 | Closed | TransformerWinding | YES | 197.5 | -10.2 | 197.7 | 608.7 | 32.6 | 0.19 | 9.18
21601 | BIRDS LANDING 1 2 | 21600 | BIRDS LANDING 1 1 | 1 | Closed | Transformer | YES | -137.5 | -31.5 | 141 | 438.1 | 32.6 | 0.11 | 6.29
60270 | BROOMFIELD 3 1 | 60338 | DENVER 21 2 | 1 | Closed | Line | NO | -63.7 | -18.6 | 66.4 | 204.2 | 32.6 | 0.07 | 0.06
60270 | BROOMFIELD 3 1 | 60338 | DENVER 21 2 | 3 | Closed | Line | NO | -63.7 | -18.6 | 66.4 | 204.2 | 32.6 | 0.07 | 0.06
60270 | BROOMFIELD 3 1 | 60338 | DENVER 21 2 | 2 | Closed | Line | NO | -63.7 | -18.6 | 66.4 | 204.2 | 32.6 | 0.07 | 0.06
60516 | COLORADO SPRINGS 21 1 | 60501 | COLORADO SPRINGS 15 1 | 1 | Closed | Line | NO | 32.5 | 40.5 | 51.9 | 159.3 | 32.6 | 0.01 | 0
74326 | NEW PLYMOUTH 1 | 74329 | NEW PLYMOUTH 4 | 1 | Closed | Transformer | YES | -158.5 | -33.6 | 162 | 502.6 | 32.6 | 0.1 | 6.56
28168 | LAKE FOREST 1 1 | 29081 | SUN CITY 4 2 | 1 | Closed | Line | NO | -314.5 | -241.7 | 396.7 | 1218.7 | 32.5 | 1.9 | -8.4
10432 | BONNEY LAKE 1 1 | 10701 | CLE ELUM 2 5 | 1 | Closed | Line | NO | -430 | 9.2 | 430.1 | 1337.3 | 32.5 | 4.83 | -8.64
74326 | NEW PLYMOUTH 1 | 74328 | NEW PLYMOUTH 3 | 1 | Closed | Transformer | YES | -158.5 | -33.4 | 162 | 502.7 | 32.5 | 0.09 | 6.79
60587 | BENNETT 1 | 60832 | KEENESBURG 2 3 | 1 | Closed | Line | NO | -55.1 | -5 | 55.3 | 172.5 | 32.5 | 0.32 | -13.83
20305 | COBB 1 | 20307 | COBB 3 | 1 | Closed | Transformer | YES | -19.4 | 0.7 | 19.5 | 59.8 | 32.5 | 0.02 | 0.65
28280 | RIVERSIDE 7 1 | 28291 | RIVERSIDE 9 1 | 1 | Closed | Line | NO | -79.4 | -11.4 | 80.2 | 246.7 | 32.5 | 0.12 | -0.48
30333 | LAS VEGAS 70 2 | 30371 | LAS VEGAS 72 3 | 1 | Closed | Line | NO | -96.1 | 4.9 | 96.2 | 296.1 | 32.5 | 0.16 | 0.33
30379 | LAS VEGAS 73 1 | 30416 | LAS VEGAS 74 18 | 1 | Closed | Line | NO | -443.4 | -52.2 | 446.5 | 1375.7 | 32.5 | 0.56 | 3.08
50228 | ALPINE 2 1 | 50264 | PLEASANT GROVE 2 2 | 1 | Closed | Line | NO | -92.6 | -24.2 | 95.7 | 294.3 | 32.5 | 0.13 | -2.71
25499 | LOS ANGELES 56 1 | 25660 | PICO RIVERA 1 1 | 1 | Closed | Line | NO | 76.8 | 4.5 | 76.9 | 236.5 | 32.5 | 0.08 | -0.57
40125 | YOUNGTOWN 1 | 40157 | PHOENIX 8 1 | 1 | Closed | Line | NO | 50.4 | 16.6 | 53.1 | 163.3 | 32.5 | 0.05 | 0.07
10826 | POMEROY 1 3 | 10825 | POMEROY 1 2 | 1 | Closed | Transformer | YES | -134.3 | -31 | 137.8 | 426.8 | 32.5 | 0.06 | 3.57
50016 | LA VERKIN 1 | 50018 | CEDAR CITY 1 1 | 1 | Closed | Line | NO | -99.2 | 5.9 | 99.4 | 311.9 | 32.5 | 0.56 | -12.19
23191 | FRESNO 17 1 | 23407 | FRESNO 24 2 | 1 | Closed | Line | NO | -78.3 | -27 | 82.8 | 254.9 | 32.5 | 0.27 | -1.46
25909 | LEBEC 1 9 | 26204 | CASTAIC 3 11 | 1 | Closed | Line | NO | 1378.7 | -53.5 | 1379.7 | 4245.2 | 32.5 | 1.72 | -127.03
10958 | CENTERVILLE 1 2 | 10957 | CENTERVILLE 1 1 | 1 | Closed | Transformer | YES | -141.8 | 10.5 | 142.2 | 437.6 | 32.5 | 0.09 | 5.16
25427 | LOS ANGELES 31 3 | 26126 | BURBANK 10 2 | 1 | Closed | Line | NO | -417 | -137.7 | 439.1 | 1352.7 | 32.5 | 0.99 | -1.76
10137 | LA CENTER 1 | 10091 | RIDGEFIELD 1 | 1 | Closed | Line | NO | -79.4 | 13.6 | 80.5 | 248.1 | 32.5 | 0.07 | 0.03
10676 | GREENACRES 1 | 10790 | ROSALIA 2 | 1 | Closed | Line | NO | -75 | 4 | 75.1 | 234.7 | 32.5 | 0.68 | -5
23409 | SHAVER LAKE 1 1 | 23411 | SHAVER LAKE 1 3 | 1 | Closed | Transformer | YES | -150.6 | -71.5 | 166.7 | 520.9 | 32.5 | 0.07 | 5.25
13333 | PORTLAND 40 3 | 13351 | GRESHAM 2 1 | 1 | Closed | Line | NO | 72.5 | -26.2 | 77 | 237.3 | 32.5 | 0.16 | -0.46
40992 | ARLINGTON 11 2 | 40839 | ARLINGTON 9 5 | 1 | Closed | Line | NO | -50.3 | -2.6 | 50.3 | 155.4 | 32.4 | 0.09 | 0.14
50431 | EVANSTON 2 3 | 50300 | COALVILLE 1 | 1 | Closed | Line | NO | 95.5 | -7.5 | 95.8 | 295.3 | 32.4 | 1.63 | 1.06
40443 | CASA GRANDE 4 1 | 40867 | CASA GRANDE 5 2 | 1 | Closed | Line | NO | -82.1 | -19.4 | 84.3 | 261.6 | 32.4 | 0.52 | -0.1
25836 | CARSON 5 1 | 25837 | CARSON 5 2 | 1 | Closed | Transformer | YES | -27.7 | -12.9 | 30.6 | 96.3 | 32.4 | 0.04 | 1.28
21035 | SANTA ROSA 7 1 | 21166 | SAN PABLO 1 1 | 1 | Closed | Line | NO | 435.7 | 15 | 436 | 1345.7 | 32.4 | 1.89 | -26.24
10740 | COUGAR 1 2 | 10739 | COUGAR 1 1 | 1 | Closed | Transformer | YES | -471.3 | 46.5 | 473.5 | 1461.8 | 32.4 | 0.3 | 20.97
23243 | VISALIA 5 1 | 23232 | VISALIA 3 1 | 1 | Closed | Line | NO | 77.2 | 23.1 | 80.6 | 251.4 | 32.4 | 0.05 | -2.86
28619 | LUCERNE VALLEY 1 | 28960 | DAGGETT 2 | 1 | Closed | Line | NO | -77.1 | 7.2 | 77.4 | 242.2 | 32.4 | 0.93 | -0.72
20082 | DAVIS 1 1 | 21570 | DAVIS 4 1 | 1 | Closed | Line | NO | 77.5 | -8 | 77.9 | 240.7 | 32.4 | 0.22 | 0.53
25608 | ALHAMBRA 1 1 | 25467 | LOS ANGELES 47 1 | 1 | Closed | Line | NO | -76.8 | 0.6 | 76.8 | 237.6 | 32.4 | 0.06 | -0.18
40523 | TUCSON 20 1 | 40865 | TUCSON 51 1 | 1 | Closed | Line | NO | -52.3 | -12 | 53.7 | 167 | 32.3 | 0.34 | -0.1
13125 | ALBANY 2 2 | 13127 | ALBANY 2 4 | 1 | Closed | TransformerWinding | YES | -40.8 | -7.7 | 41.6 | 129.7 | 32.3 | 0.05 | 1.55
25640 | PALMDALE 3 2 | 25639 | PALMDALE 3 1 | 1 | Closed | Transformer | YES | -140.7 | -17.3 | 141.7 | 442.6 | 32.3 | 0.14 | 7.75
28796 | RANCHO CUCAMONGA 8 3 | 28985 | RANCHO CUCAMONGA 9 3 | 1 | Closed | Line | NO | 78 | -14.3 | 79.3 | 245.5 | 32.3 | 0.03 | 0.02
21334 | MOUNTAIN VIEW 4 1 | 21304 | PALO ALTO 3 1 | 1 | Closed | Line | NO | 75 | 11.9 | 75.9 | 235 | 32.3 | 0.16 | -0.68
40807 | QUEEN CREEK 3 1 | 40412 | GILBERT 9 1 | 1 | Closed | Line | NO | 51.9 | 3.3 | 52 | 161 | 32.3 | 0.13 | 0.04
28329 | SAN BERNARDINO 3 1 | 28298 | RIALTO 2 3 | 1 | Closed | Line | NO | -33 | -62.1 | 70.3 | 217.7 | 32.3 | 0.06 | -0.38
20134 | SACRAMENTO 11 1 | 20524 | SACRAMENTO 37 2 | 1 | Closed | Line | NO | -74.9 | -19.4 | 77.4 | 239.8 | 32.3 | 0.06 | -0.01
80078 | EL PASO 35 3 | 80079 | EL PASO 35 4 | 1 | Closed | TransformerWinding | YES | -61.5 | -13.2 | 62.9 | 205 | 32.3 | 0.26 | 10.57
10037 | CHEHALIS 1 1 | 10041 | WINLOCK 1 | 1 | Closed | Line | NO | -69.7 | 16.5 | 71.7 | 230.1 | 32.3 | 0.17 | -8.61
28292 | RIVERSIDE 10 1 | 28256 | FONTANA 2 1 | 1 | Closed | Line | NO | -56.8 | -51.4 | 76.6 | 237.6 | 32.3 | 0.05 | 0.1
40496 | GREEN VALLEY 1 1 | 40526 | TUCSON 22 1 | 1 | Closed | Line | NO | -52.6 | -1.9 | 52.6 | 164.3 | 32.3 | 0.42 | -3.99
13285 | PORTLAND 21 1 | 10105 | VANCOUVER 5 3 | 1 | Closed | Line | NO | 36.7 | 57 | 67.8 | 212 | 32.3 | 0.08 | -0.8
25099 | VENTURA 3 2 | 25090 | OXNARD 3 1 | 1 | Closed | Line | NO | 73.2 | 19.3 | 75.7 | 234.8 | 32.3 | 0.04 | -0.33
30459 | YERINGTON 2 2 | 30458 | YERINGTON 2 1 | 1 | Closed | Transformer | YES | -143.2 | -24.9 | 145.3 | 453.7 | 32.2 | 0.09 | 4.5
25032 | SANTA MARIA 2 1 | 26132 | AVILA BEACH 3 | 1 | Closed | Line | NO | -75 | 6 | 75.2 | 236.7 | 32.2 | 1.12 | 0.33
74206 | MOUNTAIN HOME 2 4 | 74296 | GLENNS FERRY 3 2 | 1 | Closed | Line | NO | 63.2 | -50.6 | 81 | 251.2 | 32.2 | 0.49 | 0.49
10020 | PORT ANGELES 2 2 | 10019 | PORT ANGELES 2 1 | 1 | Closed | Transformer | YES | -142.4 | 17.2 | 143.4 | 445 | 32.2 | 0.1 | 6.35
60635 | FOUNTAIN 3 2 | 60638 | FOUNTAIN 3 5 | 1 | Closed | TransformerWinding | YES | 81.8 | 10.3 | 82.5 | 256 | 32.2 | 0.08 | 4.29
21622 | ANTIOCH 6 2 | 21621 | ANTIOCH 6 1 | 1 | Closed | Transformer | YES | -198.9 | -43.7 | 203.6 | 640 | 32.2 | 0.14 | 9.81
23278 | JACKSON 2 2 | 23277 | JACKSON 2 1 | 1 | Closed | Transformer | YES | -144.1 | -2.6 | 144.1 | 448.3 | 32.2 | 0.09 | 5.26
70065 | GILLETTE 2 1 | 70066 | WRIGHT 1 1 | 1 | Closed | Line | NO | 81.1 | -23.7 | 84.4 | 262.3 | 32.2 | 0.81 | 2.1
50303 | FERRON 1 | 50396 | CASTLE DALE 2 2 | 1 | Closed | Line | NO | -94.3 | 32.3 | 99.7 | 312.9 | 32.2 | 0.34 | -2.19
28327 | PERRIS 1 1 | 28371 | WILDOMAR 1 1 | 1 | Closed | Line | NO | -23.5 | 60.6 | 65 | 202 | 32.2 | 0.15 | 0.15
30095 | ELKO 3 | 30094 | ELKO 2 | 1 | Closed | Transformer | YES | -27.8 | -19.6 | 34 | 108.3 | 32.2 | 0.04 | 1.37
25298 | VAN NUYS 6 1 | 25306 | PACOIMA 1 1 | 1 | Closed | Line | NO | -63.2 | 38.9 | 74.2 | 232.2 | 32.2 | 0.2 | -0.74
25215 | WINNETKA 2 2 | 25216 | PORTER RANCH 1 1 | 1 | Closed | Line | NO | -75.5 | 9 | 76 | 236.7 | 32.2 | 0.08 | -0.25
20125 | SACRAMENTO 8 1 | 20176 | NORTH HIGHLANDS 1 1 | 1 | Closed | Line | NO | 54.4 | -48.8 | 73.1 | 227.2 | 32.2 | 0.07 | 0.07
23274 | PINECREST 3 | 23275 | PINECREST 4 | 1 | Closed | TransformerWinding | YES | -13.2 | -2.8 | 13.5 | 42.2 | 32.2 | 0 | 0.18
53194 | KIRTLAND 1 | 53296 | FRUITLAND 2 3 | 1 | Closed | Line | NO | -60.3 | -7.1 | 60.7 | 188.9 | 32.2 | 0.15 | -0.79
25988 | WILMINGTON 3 2 | 25874 | CARSON 7 1 | 1 | Closed | Line | NO | 378.3 | 168.7 | 414.2 | 1288.9 | 32.1 | 0.29 | -0.13
60887 | WELLINGTON 4 4 | 60302 | FORT COLLINS 5 2 | 1 | Closed | Line | NO | 75.9 | 26.8 | 80.5 | 250.5 | 32.1 | 0.63 | -1.29
30401 | LAS VEGAS 74 3 | 30234 | LAS VEGAS 67 1 | 1 | Closed | Line | NO | 97.7 | 3.3 | 97.8 | 304.3 | 32.1 | 0.03 | 0.1
20065 | LOS MOLINOS 3 | 20498 | REDDING 12 2 | 1 | Closed | Line | NO | -77 | 2.5 | 77 | 243.2 | 32.1 | 0.62 | -6.33
21754 | EL SOBRANTE 2 2 | 21753 | EL SOBRANTE 2 1 | 1 | Closed | Transformer | YES | -133 | -39 | 138.6 | 437.2 | 32.1 | 0.12 | 5.74
30199 | NORTH LAS VEGAS 8 2 | 30221 | LAS VEGAS 59 1 | 1 | Closed | Line | NO | 93.9 | 24.1 | 97 | 302 | 32.1 | 0.16 | 0.39
10378 | WASHOUGAL 1 | 10267 | YACOLT 1 | 1 | Closed | Line | NO | -79.3 | -2.8 | 79.4 | 248.1 | 32.1 | 0.28 | -1.68
25215 | WINNETKA 2 2 | 25198 | CANOGA PARK 2 2 | 1 | Closed | Line | NO | -63.3 | 35.7 | 72.7 | 232.7 | 32.1 | 0.09 | -3.8
70080 | CHEYENNE 3 3 | 70109 | CHEYENNE 6 3 | 1 | Closed | Line | NO | 88.2 | -9.5 | 88.7 | 276.5 | 32.1 | 0.33 | -4.58
70080 | CHEYENNE 3 3 | 70109 | CHEYENNE 6 3 | 3 | Closed | Line | NO | 88.2 | -9.5 | 88.7 | 276.5 | 32.1 | 0.33 | -4.58
70080 | CHEYENNE 3 3 | 70109 | CHEYENNE 6 3 | 2 | Closed | Line | NO | 88.2 | -9.5 | 88.7 | 276.5 | 32.1 | 0.33 | -4.58
10361 | PUYALLUP 5 1 | 10364 | AUBURN 2 2 | 1 | Closed | Line | NO | 71.9 | 28.2 | 77.3 | 241.8 | 32.1 | 0.19 | -1.25
13304 | PORTLAND 34 1 | 13328 | HAPPY VALLEY 1 1 | 1 | Closed | Line | NO | 51.5 | 49.8 | 71.6 | 223.3 | 32.1 | 0.1 | 0.08
60561 | COLORADO SPRINGS 32 1 | 60536 | COLORADO SPRINGS 28 1 | 1 | Closed | Line | NO | 55.2 | -2.4 | 55.3 | 172.4 | 32.1 | 0.17 | 0.02
25094 | BAKERSFIELD 3 2 | 26218 | BAKERSFIELD 33 1 | 1 | Closed | Line | NO | -74.4 | -9.6 | 75 | 233.9 | 32.1 | 0.38 | -5.86
40395 | MESA 12 3 | 40360 | MESA 6 1 | 1 | Closed | Line | NO | -52 | -15.1 | 54.1 | 169.1 | 32.1 | 0.06 | 0.03
21573 | BRENTWOOD 2 1 | 21565 | OAKLEY 2 1 | 1 | Closed | Line | NO | -76.5 | -13.2 | 77.6 | 242.4 | 32.1 | 0.13 | -0.35
53007 | QUESTA 1 | 60155 | SAN LUIS 3 1 | 1 | Closed | Line | NO | -58.4 | 13.1 | 59.9 | 188.2 | 32 | 0.71 | 1.2
40273 | CHANDLER 2 1 | 40276 | CHANDLER 2 4 | 1 | Closed | TransformerWinding | YES | 288.9 | 74.8 | 298.5 | 931.6 | 32 | 0.04 | 2.52
13563 | SPRINGFIELD 5 2 | 13131 | SPRINGFIELD 1 1 | 1 | Closed | Line | NO | 72.3 | 19.4 | 74.8 | 233.6 | 32 | 0.14 | -0.19
50077 | CLEARFIELD 2 2 | 50111 | LAYTON 2 2 | 1 | Closed | Line | NO | 96.3 | 13.1 | 97.2 | 303.5 | 32 | 0.08 | 0.09
25649 | LAKEWOOD 8 3 | 25700 | CYPRESS 2 1 | 1 | Closed | Line | NO | 119.7 | 27.7 | 122.8 | 383.5 | 32 | 0.19 | 0.7
70067 | LARAMIE 2 1 | 70082 | CHEYENNE 4 1 | 1 | Closed | Line | NO | 81.2 | -9.9 | 81.8 | 255.4 | 32 | 1.19 | -2.97
21164 | RICHMOND 3 5 | 21642 | PITTSBURG 5 2 | 1 | Closed | Line | NO | -411.4 | -68.6 | 417.1 | 1304.6 | 32 | 1.71 | -7.05
74312 | AMERICAN FALLS 4 2 | 74311 | AMERICAN FALLS 4 1 | 1 | Closed | Transformer | YES | -124.8 | 36.1 | 130 | 406.3 | 32 | 0.05 | 3.63
20279 | TRUCKEE 1 | 20434 | DUTCH FLAT 1 | 1 | Closed | Line | NO | -79.5 | -12.3 | 80.4 | 251.4 | 32 | 0.67 | -9.56
28464 | REDLANDS 4 1 | 28463 | REDLANDS 3 1 | 1 | Closed | Line | NO | -77.8 | -7.8 | 78.2 | 244.8 | 32 | 0.07 | -0.28
25628 | DOWNEY 4 1 | 26076 | WHITTIER 9 2 | 1 | Closed | Line | NO | -48.3 | -50 | 69.5 | 217.9 | 32 | 0.1 | 0.04
40424 | FLAGSTAFF 1 1 | 40354 | SEDONA 1 1 | 1 | Closed | Line | NO | 57.1 | -6.8 | 57.5 | 180 | 32 | 0.79 | 1.93
40019 | TOPOCK 2 | 40832 | GOLDEN VALLEY 3 1 | 1 | Closed | Line | NO | -53.1 | -8 | 53.7 | 169.2 | 31.9 | 0.44 | -0.68
21219 | OAKLAND 5 1 | 21327 | CASTRO VALLEY 2 2 | 1 | Closed | Line | NO | -79.8 | 9.2 | 80.3 | 251.8 | 31.9 | 0.11 | 0.08
13077 | EUGENE 2 2 | 13076 | EUGENE 2 1 | 1 | Closed | Transformer | YES | -117.6 | -50.6 | 128 | 409.6 | 31.9 | 0.12 | 6.44
10121 | POULSBO 1 1 | 10325 | LYNNWOOD 1 2 | 1 | Closed | Line | NO | -63 | 15.5 | 64.9 | 208.4 | 31.9 | 0.19 | -5.1
53128 | RIO RANCHO 2 1 | 53307 | ALBUQUERQUE 31 3 | 1 | Closed | Line | NO | -51.8 | -18.5 | 55.1 | 173.3 | 31.9 | 0.27 | -0.03
28221 | CORONA 3 1 | 28171 | LAKE FOREST 2 2 | 1 | Closed | Line | NO | 23.9 | -62.8 | 67.2 | 210.7 | 31.9 | 0.14 | -2.59
11070 | LONGVIEW 5 1 | 11073 | LONGVIEW 5 4 | 1 | Closed | Transformer | YES | -158.8 | 23.7 | 160.5 | 503.4 | 31.9 | 0.08 | 6.03
28888 | BLYTHE 2 10 | 40909 | TONOPAH 4 1 | 1 | Closed | Line | NO | -1273.3 | -62.6 | 1274.8 | 4129.4 | 31.9 | 6.48 | -372.41
60227 | FORT COLLINS 3 2 | 60228 | FORT COLLINS 4 1 | 1 | Closed | Line | NO | 57.1 | -0.5 | 57.1 | 179 | 31.9 | 0.06 | 0.19
21349 | CONCORD 1 3 | 21370 | CONCORD 4 2 | 1 | Closed | Line | NO | -72.4 | 20.2 | 75.2 | 237.2 | 31.9 | 0.12 | -1.15
74312 | AMERICAN FALLS 4 2 | 74316 | AMERICAN FALLS 4 6 | 1 | Closed | Transformer | YES | -17.1 | -11.1 | 20.4 | 65.3 | 31.9 | 0.02 | 0.7
70061 | LARAMIE 1 1 | 70113 | ROCK RIVER 1 2 | 1 | Closed | Line | NO | -78.4 | 3.2 | 78.5 | 250.7 | 31.9 | 1.48 | 2.32
28159 | LAGUNA NIGUEL 2 1 | 28156 | LAGUNA NIGUEL 1 2 | 1 | Closed | Line | NO | -67.4 | -34.6 | 75.7 | 238 | 31.9 | 0.17 | -0.09
53048 | SANTA FE 7 1 | 53045 | SANTA FE 6 2 | 1 | Closed | Line | NO | -51.8 | -3.3 | 51.9 | 163.9 | 31.9 | 0.32 | 0.4
21118 | SAN FRANCISCO 18 3 | 21145 | SAN FRANCISCO 27 1 | 1 | Closed | Line | NO | 69.7 | 27.5 | 74.9 | 235.1 | 31.9 | 0.11 | -0.16
40558 | TUCSON 39 1 | 40920 | TUCSON 53 1 | 1 | Closed | Line | NO | 53.1 | 6.8 | 53.6 | 168.1 | 31.9 | 0.03 | -0.24
74207 | RATHDRUM 2 1 | 74212 | RATHDRUM 2 6 | 1 | Closed | Transformer | YES | -150 | -34.2 | 153.9 | 488.1 | 31.9 | 0.09 | 6.18
25651 | LONG BEACH 22 1 | 28004 | BUENA PARK 1 1 | 1 | Closed | Line | NO | 37.3 | 54.6 | 66.1 | 209.8 | 31.8 | 0.14 | -0.9
25913 | TUPMAN 1 1 | 25069 | WASCO 6 2 | 1 | Closed | Line | NO | 73.8 | 10.4 | 74.5 | 234.1 | 31.8 | 0.57 | 1.97
25474 | LOS ANGELES 49 2 | 25551 | LYNWOOD 1 1 | 1 | Closed | Line | NO | 60.4 | 39.5 | 72.2 | 226.7 | 31.8 | 0.09 | 0.06
28252 | CORONA 9 1 | 28327 | PERRIS 1 1 | 1 | Closed | Line | NO | -52.7 | 47.7 | 71.1 | 224.1 | 31.8 | 0.08 | -0.33
60860 | FREDERICK 3 | 60859 | FREDERICK 2 | 3 | Closed | Transformer | YES | -70.6 | 5.6 | 70.8 | 222.4 | 31.8 | 0.08 | 3.17
60860 | FREDERICK 3 | 60859 | FREDERICK 2 | 1 | Closed | Transformer | YES | -70.6 | 5.6 | 70.8 | 222.4 | 31.8 | 0.08 | 3.17
60860 | FREDERICK 3 | 60859 | FREDERICK 2 | 2 | Closed | Transformer | YES | -70.6 | 5.6 | 70.8 | 222.4 | 31.8 | 0.08 | 3.17
11070 | LONGVIEW 5 1 | 11072 | LONGVIEW 5 3 | 1 | Closed | Transformer | YES | -158.8 | 21.7 | 160.3 | 503.4 | 31.8 | 0.05 | 3.95
20160 | SACRAMENTO 22 3 | 20356 | ELK GROVE 7 2 | 1 | Closed | Line | NO | -29.3 | -57.4 | 64.5 | 202.6 | 31.8 | 0.05 | -4.35
28758 | NIPTON 1 1 | 28717 | HINKLEY 1 1 | 1 | Closed | Line | NO | 1296.7 | -319.4 | 1335.5 | 4198.1 | 31.8 | 7.42 | -397.03
10375 | KENMORE 1 | 10310 | SEATTLE 28 1 | 1 | Closed | Line | NO | 46.5 | 51.6 | 69.4 | 218.3 | 31.8 | 0.1 | 0.03
28979 | SAN DIEGO 52 2 | 28475 | SAN DIEGO 19 1 | 2 | Closed | Line | NO | 85.2 | -28.1 | 89.7 | 282.1 | 31.8 | 0.02 | 0.07
28979 | SAN DIEGO 52 2 | 28475 | SAN DIEGO 19 1 | 1 | Closed | Line | NO | 85.2 | -28.1 | 89.7 | 282.1 | 31.8 | 0.02 | 0.07
40485 | TUCSON 4 1 | 40519 | TUCSON 17 1 | 1 | Closed | Line | NO | 52.8 | -10.3 | 53.8 | 169.3 | 31.8 | 0.11 | -4.02
28745 | DESERT CENTER 9 | 28841 | ESCONDIDO 10 1 | 1 | Closed | Line | NO | 1245.9 | -135.2 | 1253.2 | 4128.3 | 31.8 | 6.89 | -568.26
50289 | PARK CITY 1 1 | 50240 | SALT LAKE CITY 27 2 | 1 | Closed | Line | NO | -93.4 | -10.2 | 93.9 | 295.9 | 31.8 | 0.15 | -0.09
74207 | RATHDRUM 2 1 | 74211 | RATHDRUM 2 5 | 1 | Closed | Transformer | YES | -150 | -34.2 | 153.9 | 489.1 | 31.8 | 0.1 | 6.24
40527 | TUCSON 23 1 | 40853 | TUCSON 50 3 | 1 | Closed | Line | NO | -49.7 | -16.3 | 52.3 | 165 | 31.8 | 0.15 | 0.08
60457 | AURORA 6 1 | 60488 | AURORA 11 1 | 1 | Closed | Line | NO | -50.1 | -20.2 | 54 | 169.9 | 31.8 | 0.14 | -1.34
23161 | RIVERDALE 1 | 23366 | TRANQUILLITY 2 | 1 | Closed | Line | NO | -83 | -3.4 | 83 | 263.8 | 31.8 | 0.64 | -8.94
25261 | VAN NUYS 3 1 | 25267 | MARINA DEL REY 2 | 1 | Closed | Line | NO | -43.8 | -52 | 68 | 214.2 | 31.8 | 0.06 | -0.74
13695 | BOARDMAN 4 1 | 13506 | HERMISTON 3 1 | 1 | Closed | Line | NO | -1247.7 | 349.8 | 1295.8 | 4217.1 | 31.8 | 1.29 | -133.34
13516 | WASCO 2 1 | 13520 | WASCO 2 5 | 1 | Closed | Transformer | YES | -149.8 | 27.6 | 152.3 | 479.7 | 31.8 | 0.1 | 5.99
25763 | COVINA 3 1 | 25714 | EL MONTE 2 2 | 1 | Closed | Line | NO | -68.8 | -25.8 | 73.4 | 231.7 | 31.7 | 0.14 | -0.03
20481 | REDDING 11 2 | 20026 | HAYFORK 1 | 1 | Closed | Line | NO | 71.8 | -17.9 | 74 | 233.1 | 31.7 | 0.73 | -8.3
60355 | DENVER 29 2 | 60398 | DENVER 43 2 | 1 | Closed | Line | NO | 54.3 | -4.4 | 54.5 | 171.6 | 31.7 | 0.07 | 0.01
40240 | PHOENIX 47 1 | 40221 | PHOENIX 34 1 | 1 | Closed | Line | NO | 10.5 | 36.9 | 38.4 | 121.3 | 31.7 | 0.02 | -0.11
25117 | BAKERSFIELD 6 1 | 26009 | BAKERSFIELD 29 1 | 1 | Closed | Line | NO | -72.7 | -15.6 | 74.3 | 234.4 | 31.7 | 0.05 | -0.08
20305 | COBB 1 | 21024 | SANTA ROSA 3 3 | 1 | Closed | Line | NO | 72.9 | 12 | 73.9 | 234.2 | 31.7 | 0.43 | -4.43
23231 | VISALIA 2 2 | 23283 | LEMOORE 4 2 | 1 | Closed | Line | NO | -77.9 | -23.4 | 81.4 | 256.4 | 31.7 | 0.34 | -12.96
13512 | CLATSKANIE 3 1 | 13647 | CLATSKANIE 4 3 | 1 | Closed | Line | NO | -76.5 | 5.4 | 76.7 | 243.1 | 31.7 | 0.32 | -1.03
28490 | SAN DIEGO 26 1 | 28541 | SAN DIEGO 39 1 | 1 | Closed | Line | NO | 57.4 | 44.5 | 72.6 | 231.4 | 31.7 | 0.05 | -1.36
13401 | THE DALLES 1 2 | 13622 | THE DALLES 3 3 | 1 | Closed | Line | NO | -125.5 | 20.1 | 127.1 | 401 | 31.7 | 0.28 | 1.64
13390 | TERREBONNE 1 | 13394 | REDMOND 5 1 | 3 | Closed | Line | NO | 87.5 | 5.8 | 87.7 | 276.6 | 31.7 | 0.28 | -1.35
13390 | TERREBONNE 1 | 13394 | REDMOND 5 1 | 2 | Closed | Line | NO | 87.5 | 5.8 | 87.7 | 276.6 | 31.7 | 0.28 | -1.35
13390 | TERREBONNE 1 | 13394 | REDMOND 5 1 | 1 | Closed | Line | NO | 87.5 | 5.8 | 87.7 | 276.6 | 31.7 | 0.28 | -1.35
10129 | VANCOUVER 6 1 | 13310 | PORTLAND 35 3 | 1 | Closed | Line | NO | -70.8 | -26.6 | 75.6 | 239 | 31.7 | 0.11 | 0.18
28019 | GARDEN GROVE 1 2 | 25718 | LA MIRADA 1 | 1 | Closed | Line | NO | 48.1 | -53.4 | 71.9 | 226.8 | 31.7 | 0.02 | -0.34
23209 | CLOVIS 4 2 | 23217 | CLOVIS 5 1 | 1 | Closed | Line | NO | -75.3 | -14.2 | 76.6 | 242 | 31.7 | 0.11 | 0.15
28197 | MISSION VIEJO 4 1 | 28253 | CORONA 10 1 | 1 | Closed | Line | NO | -63 | 27.8 | 68.9 | 219 | 31.7 | 0.09 | -1.09
41008 | LAKE HAVASU CITY 4 3 | 41007 | LAKE HAVASU CITY 4 2 | 1 | Closed | Transformer | YES | -119.5 | -43.4 | 127.1 | 404.7 | 31.7 | 0.05 | 3.12
21378 | SUNNYVALE 5 3 | 21314 | LOS ALTOS 2 1 | 1 | Closed | Line | NO | -69.3 | 0.3 | 69.3 | 219 | 31.7 | 0.08 | -0.07
60787 | PUEBLO 13 3 | 60786 | PUEBLO 13 2 | 1 | Closed | Transformer | YES | -68.2 | -11.5 | 69.1 | 220.3 | 31.7 | 0.09 | 3.25
60787 | PUEBLO 13 3 | 60786 | PUEBLO 13 2 | 2 | Closed | Transformer | YES | -68.2 | -11.5 | 69.1 | 220.3 | 31.7 | 0.09 | 3.25
60787 | PUEBLO 13 3 | 60786 | PUEBLO 13 2 | 3 | Closed | Transformer | YES | -68.2 | -11.5 | 69.1 | 220.3 | 31.7 | 0.09 | 3.25
13505 | THE DALLES 2 10 | 13621 | THE DALLES 3 2 | 1 | Closed | Line | NO | 423.3 | 0.9 | 423.3 | 1336.1 | 31.7 | 1.4 | -11.82
26065 | CARSON 8 1 | 26069 | CARSON 8 5 | 1 | Closed | Transformer | YES | -9.5 | 1.4 | 9.6 | 30.5 | 31.7 | 0.01 | 0.31
13572 | TOLEDO 2 2 | 13571 | TOLEDO 2 1 | 1 | Closed | Transformer | YES | -118.7 | -63.2 | 134.5 | 433 | 31.7 | 0.08 | 5.31
40694 | CHANDLER 13 2 | 40693 | CHANDLER 13 1 | 1 | Closed | Transformer | YES | -250.5 | -12.2 | 250.8 | 794.6 | 31.7 | 0.14 | 9.35
13537 | HERMISTON 4 1 | 13541 | HERMISTON 4 5 | 1 | Closed | Transformer | YES | -154.6 | 22.4 | 156.2 | 493.5 | 31.7 | 0.08 | 5.16
13537 | HERMISTON 4 1 | 13542 | HERMISTON 4 6 | 1 | Closed | Transformer | YES | -154.5 | 22.5 | 156.2 | 493.4 | 31.7 | 0.13 | 5.23
28501 | ESCONDIDO 2 3 | 28790 | ESCONDIDO 9 1 | 1 | Closed | Line | NO | -72.5 | -25.2 | 76.8 | 243.1 | 31.7 | 0.11 | 0.12
30382 | ELY 2 1 | 30386 | ELY 2 5 | 1 | Closed | Transformer | YES | -149.9 | -23.1 | 151.6 | 484.6 | 31.6 | 0.14 | 8.84
20085 | LIVE OAK 1 | 20453 | YUBA CITY 7 2 | 1 | Closed | Line | NO | -73.5 | -13.8 | 74.7 | 236.2 | 31.6 | 0.22 | -2.69
60548 | COLORADO SPRINGS 31 1 | 60762 | COLORADO SPRINGS 33 1 | 1 | Closed | Line | NO | -53.5 | 4.8 | 53.7 | 170.7 | 31.6 | 0.12 | -1.38
20076 | CHICO 3 1 | 20075 | CHICO 2 1 | 1 | Closed | Line | NO | 76.4 | -12.4 | 77.4 | 245 | 31.6 | 0.1 | -0.58
50026 | PAROWAN 2 | 50020 | CEDAR CITY 2 2 | 1 | Closed | Line | NO | -96.8 | -0.7 | 96.8 | 307.3 | 31.6 | 0.16 | -6.51
13537 | HERMISTON 4 1 | 13540 | HERMISTON 4 4 | 1 | Closed | Transformer | YES | -154.6 | 20.6 | 156 | 493.6 | 31.6 | 0.06 | 3.35
60236 | BROOMFIELD 2 1 | 60330 | DENVER 19 1 | 1 | Closed | Line | NO | 53.3 | 9.3 | 54.1 | 171.2 | 31.6 | 0.06 | -0.33
11076 | PATEROS 3 | 10565 | MANSON 3 | 1 | Closed | Line | NO | 76 | -9.6 | 76.6 | 242.6 | 31.6 | 0.08 | -7.27
60460 | CASTLE ROCK 5 1 | 60573 | ELIZABETH 1 | 1 | Closed | Line | NO | -53.4 | -5.4 | 53.7 | 172.1 | 31.6 | 0.7 | -0.51
50116 | SOUTH JORDAN 2 1 | 50119 | SOUTH JORDAN 2 4 | 1 | Closed | TransformerWinding | YES | 262.1 | 83.8 | 275.2 | 871.4 | 31.6 | 0.21 | 15.26
20181 | SACRAMENTO 31 1 | 20340 | ROSEVILLE 7 2 | 1 | Closed | Line | NO | -74.9 | -5.4 | 75.1 | 238.8 | 31.6 | 0.39 | -0.93
10857 | CENTRALIA 2 2 | 10059 | LACEY 1 3 | 1 | Closed | Line | NO | 427 | 41.4 | 429 | 1358.9 | 31.6 | 1.43 | -4.62
21437 | CAPITOLA 1 | 21498 | APTOS 1 | 1 | Closed | Line | NO | 61.4 | -23.5 | 65.8 | 208.3 | 31.6 | 0.11 | -2.88
13484 | WASCO 1 1 | 13487 | WASCO 1 4 | 1 | Closed | Transformer | YES | -148.7 | 26.8 | 151 | 478.5 | 31.6 | 0.09 | 5.36
74002 | POST FALLS 1 1 | 74241 | RATHDRUM 3 2 | 1 | Closed | Line | NO | -78.5 | 5.2 | 78.6 | 249.6 | 31.6 | 0.19 | 0.14
13537 | HERMISTON 4 1 | 13539 | HERMISTON 4 3 | 1 | Closed | Transformer | YES | -154.6 | 25.4 | 156.6 | 496.5 | 31.5 | 0.11 | 8.16
23235 | TULARE 2 1 | 23426 | HANFORD 3 2 | 1 | Closed | Line | NO | -80.7 | -12.9 | 81.7 | 260.1 | 31.5 | 0.47 | -0.98
50029 | ORDERVILLE 2 | 50028 | ORDERVILLE 1 | 1 | Closed | Transformer | YES | -31.6 | 4.7 | 31.9 | 101.2 | 31.5 | 0.03 | 1.02
13230 | PORTLAND 5 2 | 13236 | PORTLAND 6 3 | 1 | Closed | Line | NO | 75.7 | -2.6 | 75.7 | 240.1 | 31.5 | 0.18 | 0.29
77139 | SAINT IGNATIUS 3 | 77148 | RONAN 1 | 1 | Closed | Line | NO | -69.5 | 12.4 | 70.6 | 225.2 | 31.5 | 0.25 | -0.78
20103 | YUBA CITY 4 3 | 20112 | OLIVEHURST 2 | 1 | Closed | Line | NO | -73.5 | -17.3 | 75.5 | 239.5 | 31.5 | 0.08 | -0.41
40040 | LAKE HAVASU CITY 3 3 | 40039 | LAKE HAVASU CITY 3 2 | 1 | Closed | Transformer | YES | -133.9 | -21.7 | 135.6 | 434.2 | 31.5 | 0.08 | 6.17
10458 | REDMOND 1 1 | 10460 | REDMOND 2 2 | 1 | Closed | Line | NO | -87.7 | -15.4 | 89 | 283.1 | 31.5 | 0.16 | 0.12
10458 | REDMOND 1 1 | 10460 | REDMOND 2 2 | 3 | Closed | Line | NO | -87.7 | -15.4 | 89 | 283.1 | 31.5 | 0.16 | 0.12
10458 | REDMOND 1 1 | 10460 | REDMOND 2 2 | 2 | Closed | Line | NO | -87.7 | -15.4 | 89 | 283.1 | 31.5 | 0.16 | 0.12
30113 | LAS VEGAS 11 2 | 30140 | LAS VEGAS 26 1 | 1 | Closed | Line | NO | 88.3 | 22 | 91 | 288.9 | 31.5 | 0.14 | 0.02
20264 | COLFAX 2 1 | 20373 | BROWNS VALLEY 2 | 1 | Closed | Line | NO | -76 | -7.6 | 76.3 | 243 | 31.5 | 0.57 | -6.28
28052 | GARDEN GROVE 7 1 | 28947 | STANTON 2 3 | 1 | Closed | Line | NO | -27.8 | -60.4 | 66.5 | 211.5 | 31.5 | 0.03 | 0.04
28211 | SAN JUAN CAPISTRANO 2 1 | 29025 | CARLSBAD 6 2 | 1 | Closed | Line | NO | -372.5 | -116.3 | 390.3 | 1239.7 | 31.5 | 1.76 | -11.56
13484 | WASCO 1 1 | 13486 | WASCO 1 3 | 1 | Closed | Transformer | YES | -148.7 | 24 | 150.6 | 478.6 | 31.5 | 0.04 | 2.56
60375 | LITTLETON 14 2 | 60382 | LITTLETON 16 1 | 1 | Closed | Line | NO | 43.7 | 26.4 | 51 | 164.5 | 31.5 | 0.13 | -1.61
13351 | GRESHAM 2 1 | 13341 | PORTLAND 45 2 | 1 | Closed | Line | NO | -46.9 | -54.9 | 72.2 | 229.5 | 31.5 | 0.03 | -0.23
70059 | GLENROCK 1 1 | 70179 | GLENROCK 6 1 | 1 | Closed | Line | NO | -77.1 | 7.4 | 77.4 | 248.1 | 31.5 | 0.32 | -2.69
25771 | AZUSA 2 5 | 25936 | ROSAMOND 6 3 | 1 | Closed | Line | NO | -424.9 | -73 | 431.2 | 1370.4 | 31.5 | 2.48 | -48.28
25656 | MONTEBELLO 1 3 | 25588 | PARAMOUNT 1 1 | 1 | Closed | Line | NO | 49.1 | 48.1 | 68.8 | 218.7 | 31.5 | 0.04 | -0.04
23250 | EXETER 1 | 23437 | FRESNO 25 2 | 1 | Closed | Line | NO | -77 | -0.8 | 77 | 251.4 | 31.5 | 0.7 | -15.47
40508 | SAHUARITA 2 | 40507 | SAHUARITA 1 | 1 | Closed | Transformer | YES | -254.8 | -16.5 | 255.3 | 813.8 | 31.5 | 0.11 | 6.73
40705 | NOGALES 2 2 | 40704 | NOGALES 2 1 | 1 | Closed | Transformer | YES | -57.6 | -199.3 | 207.4 | 685.1 | 31.4 | 0.15 | 8.34
21722 | CROCKETT 1 | 21753 | EL SOBRANTE 2 1 | 1 | Closed | Line | NO | 397.9 | 60.7 | 402.5 | 1282.8 | 31.4 | 0.69 | -9.56
10358 | LYNNWOOD 6 2 | 10360 | LYNNWOOD 6 4 | 1 | Closed | TransformerWinding | YES | -36 | -3.4 | 36.1 | 115.8 | 31.4 | 0.07 | 1.79
25107 | OXNARD 8 1 | 25080 | OXNARD 1 1 | 1 | Closed | Line | NO | -59.3 | -41.4 | 72.3 | 229.9 | 31.4 | 0.11 | -0.67
53291 | LA MESA 6 2 | 53142 | LA MESA 4 1 | 1 | Closed | Line | NO | 58.8 | 4 | 58.9 | 187.4 | 31.4 | 0.26 | -0.47
60436 | ENGLEWOOD 6 3 | 60499 | PARKER 3 2 | 1 | Closed | Line | NO | -45.7 | -27.8 | 53.5 | 170.1 | 31.4 | 0.13 | -1.4
28024 | ANAHEIM 2 2 | 28023 | ANAHEIM 2 1 | 2 | Closed | Transformer | YES | -184.1 | 16.1 | 184.8 | 588 | 31.4 | 0.14 | 8.62
28024 | ANAHEIM 2 2 | 28023 | ANAHEIM 2 1 | 1 | Closed | Transformer | YES | -184.1 | 16.1 | 184.8 | 588 | 31.4 | 0.14 | 8.62
28024 | ANAHEIM 2 2 | 28023 | ANAHEIM 2 1 | 3 | Closed | Transformer | YES | -184.1 | 16.1 | 184.8 | 588 | 31.4 | 0.14 | 8.62
20453 | YUBA CITY 7 2 | 20457 | YUBA CITY 8 3 | 1 | Closed | Line | NO | 74.8 | -5.1 | 75 | 238.5 | 31.4 | 0.1 | -0.14
13081 | GASTON 1 | 13157 | HILLSBORO 4 2 | 1 | Closed | Line | NO | -59.9 | 40.8 | 72.4 | 233.4 | 31.4 | 0.3 | -1.18
28271 | ADELANTO 2 1 | 28234 | PHELAN 1 | 1 | Closed | Line | NO | 76.5 | -1.5 | 76.5 | 243.6 | 31.4 | 0.43 | -1.43
13302 | PORTLAND 33 1 | 13667 | CASCADE LOCKS 2 | 1 | Closed | Line | NO | -393.9 | -120.5 | 411.9 | 1314.5 | 31.4 | 2.5 | -4.55
28284 | VICTORVILLE 1 2 | 28366 | CRESTLINE 1 | 1 | Closed | Line | NO | 75.6 | -14.8 | 77 | 245.3 | 31.4 | 0.14 | -5.17
25767 | AZUSA 2 1 | 25770 | AZUSA 2 4 | 1 | Closed | TransformerWinding | YES | 185.9 | -3.3 | 185.9 | 594.3 | 31.4 | 0.32 | 17.19
25851 | ROSAMOND 3 2 | 25353 | LANCASTER 1 1 | 1 | Closed | Line | NO | 74.5 | 2.2 | 74.6 | 237.5 | 31.4 | 0.09 | -1.86
25510 | LOS ANGELES 62 1 | 25563 | SOUTH GATE 3 1 | 1 | Closed | Line | NO | 1.9 | -62.5 | 62.5 | 199 | 31.4 | 0.02 | -0.07
10762 | CAMAS 3 3 | 13667 | CASCADE LOCKS 2 | 1 | Closed | Line | NO | -388.7 | -129.5 | 409.7 | 1305.3 | 31.4 | 1.84 | -9.09
20066 | ESPARTO 1 | 20334 | YUBA CITY 5 4 | 1 | Closed | Line | NO | -72.8 | -1 | 72.8 | 234.8 | 31.4 | 0.71 | -6.2
21642 | PITTSBURG 5 2 | 21645 | PITTSBURG 5 5 | 1 | Closed | TransformerWinding | YES | 193.5 | 22.5 | 194.8 | 620.8 | 31.4 | 0.12 | 10.15
25065 | CARPINTERIA 2 | 25064 | CARPINTERIA 1 | 1 | Closed | Transformer | YES | -111.2 | -59.4 | 126 | 411.9 | 31.4 | 0.12 | 6.35
25978 | BORON 2 1 | 28270 | ADELANTO 1 3 | 1 | Closed | Line | NO | 74 | -6.2 | 74.3 | 236.9 | 31.4 | 0.8 | -3.03
10273 | SEATTLE 19 1 | 10291 | SEATTLE 23 1 | 1 | Closed | Line | NO | 53.3 | -51.1 | 73.8 | 235.4 | 31.4 | 0.06 | -0.1
10943 | KAHLOTUS 3 | 10942 | KAHLOTUS 2 | 1 | Closed | Transformer | YES | -135.5 | 2.6 | 135.5 | 432.5 | 31.3 | 0.08 | 5.23
21723 | CROCKETT 2 | 21725 | CROCKETT 4 | 1 | Closed | TransformerWinding | YES | -136.9 | -1.7 | 136.9 | 437.1 | 31.3 | 0.07 | 2.81
20514 | LINCOLN 3 1 | 20515 | LINCOLN 3 2 | 1 | Closed | Transformer | YES | -20.1 | 0.8 | 20.1 | 64.2 | 31.3 | 0.03 | 0.82
10781 | LONGVIEW 3 1 | 10069 | KELSO 1 | 1 | Closed | Line | NO | 76.4 | 6.1 | 76.6 | 244.6 | 31.3 | 0.17 | -0.27
25044 | SANTA MARIA 5 1 | 26168 | FELLOWS 2 2 | 1 | Closed | Line | NO | -70.3 | -3 | 70.3 | 229.2 | 31.3 | 0.48 | -15.41
40155 | PHOENIX 6 1 | 40191 | PHOENIX 19 1 | 1 | Closed | Line | NO | -15.3 | -60.3 | 62.2 | 200 | 31.3 | 0.13 | 0.38
23110 | LOS BANOS 1 1 | 23350 | TURLOCK 4 1 | 1 | Closed | Line | NO | -76.9 | -17.5 | 78.8 | 252.1 | 31.3 | 0.31 | -12.09
25400 | LOS ANGELES 23 1 | 25372 | LOS ANGELES 18 1 | 1 | Closed | Line | NO | 53.7 | 45.4 | 70.3 | 224.9 | 31.3 | 0.07 | -0.11
40910 | TONOPAH 4 2 | 40909 | TONOPAH 4 1 | 1 | Closed | Transformer | YES | -456.4 | -73.4 | 462.3 | 1490.5 | 31.3 | 0.24 | 19.27
13083 | EUGENE 4 1 | 13077 | EUGENE 2 2 | 1 | Closed | Line | NO | -57 | -38.2 | 68.6 | 220.3 | 31.3 | 0.21 | 0.13
77146 | ARLEE 2 | 77139 | SAINT IGNATIUS 3 | 1 | Closed | Line | NO | -63 | 20.2 | 66.1 | 212.8 | 31.2 | 0.2 | -0.66
50431 | EVANSTON 2 3 | 50430 | EVANSTON 2 2 | 1 | Closed | Transformer | YES | -128.3 | 8.3 | 128.5 | 411.4 | 31.2 | 0.08 | 4.77
25401 | LOS ANGELES 24 1 | 25919 | EL SEGUNDO 1 1 | 1 | Closed | Line | NO | -398.8 | -94.9 | 409.9 | 1312.1 | 31.2 | 0.41 | -3.85
40431 | MESA 18 2 | 40433 | MESA 19 2 | 1 | Closed | Line | NO | -51.8 | 7.6 | 52.4 | 167.9 | 31.2 | 0.03 | -0.02
30398 | RENO 23 1 | 30275 | RENO 21 3 | 1 | Closed | Line | NO | 85 | -8 | 85.3 | 273.3 | 31.2 | 0.01 | -0.03
40161 | GLENDALE 14 1 | 40142 | PEORIA 3 1 | 1 | Closed | Line | NO | 24.8 | 33.4 | 41.6 | 134.3 | 31.2 | 0.07 | -0.49
60229 | ARVADA 4 1 | 60338 | DENVER 21 2 | 2 | Closed | Line | NO | -59.5 | -15 | 61.4 | 196.9 | 31.2 | 0.11 | 0.01
60229 | ARVADA 4 1 | 60338 | DENVER 21 2 | 1 | Closed | Line | NO | -59.5 | -15 | 61.4 | 196.9 | 31.2 | 0.11 | 0.01
60249 | LONGMONT 4 1 | 60187 | LONGMONT 1 1 | 1 | Closed | Line | NO | 54.7 | -0.7 | 54.7 | 175.5 | 31.2 | 0.16 | 0.42
21633 | STANFORD 2 2 | 21304 | PALO ALTO 3 1 | 1 | Closed | Line | NO | 63.6 | -8 | 64.1 | 205.4 | 31.2 | 0.15 | 0.18
25269 | LAKE ISABELLA 1 | 25166 | BAKERSFIELD 18 1 | 1 | Closed | Line | NO | 67.9 | 29.8 | 74.2 | 237.7 | 31.2 | 0.34 | -0.45
74235 | CLARK FORK 2 | 74234 | CLARK FORK 1 | 1 | Closed | Transformer | YES | -133.9 | 15.1 | 134.8 | 432.3 | 31.2 | 0.08 | 4.97
21341 | HAYWARD 6 1 | 21729 | HAYWARD 8 3 | 1 | Closed | Line | NO | -71.3 | -17.7 | 73.4 | 236.3 | 31.2 | 0.16 | 0.38
20539 | POLLOCK PINES 6 1 | 20336 | POLLOCK PINES 3 2 | 1 | Closed | Line | NO | -57.9 | 27.8 | 64.2 | 206 | 31.2 | 0.02 | -0.04
25606 | LAKEWOOD 6 1 | 25621 | LONG BEACH 18 1 | 1 | Closed | Line | NO | 69.9 | -10.3 | 70.7 | 226.8 | 31.2 | 0.26 | -0.85
28573 | LA MESA 1 1 | 28575 | LA MESA 2 2 | 1 | Closed | Line | NO | -66.5 | -33.2 | 74.3 | 239.2 | 31.1 | 0.12 | 0.13
20366 | MONTGOMERY CREEK 2 2 | 20535 | BIG BEND 2 1 | 1 | Closed | Line | NO | -42.8 | 54 | 68.9 | 225.7 | 31.1 | 0.24 | -1.57
25283 | LOS ANGELES 3 3 | 25380 | LOS ANGELES 19 1 | 1 | Closed | Line | NO | -61.4 | 34.2 | 70.3 | 226 | 31.1 | 0.05 | -0.06
40791 | GILA BEND 3 2 | 40958 | GILA BEND 6 3 | 1 | Closed | Line | NO | -51.3 | 2.4 | 51.3 | 165.2 | 31.1 | 0.1 | 0.04
30174 | NORTH LAS VEGAS 5 2 | 30126 | LAS VEGAS 16 1 | 1 | Closed | Line | NO | 14.1 | 67.2 | 68.7 | 220.8 | 31.1 | 0.06 | -0.08
60608 | LAS ANIMAS 1 | 60615 | LAMAR 1 1 | 1 | Closed | Line | NO | -53.3 | 0.5 | 53.3 | 173.7 | 31.1 | 0.61 | -3.07
21284 | FAIRFIELD 1 1 | 21386 | FAIRFIELD 3 2 | 1 | Closed | Line | NO | -74.8 | -4.9 | 75 | 241.6 | 31.1 | 0.21 | 0.11
21564 | OAKLEY 1 1 | 21557 | ANTIOCH 4 1 | 1 | Closed | Line | NO | -75.1 | 0 | 75.1 | 242.1 | 31.1 | 0.29 | -1.1
20401 | WOODLAND 5 2 | 20072 | WOODLAND 3 2 | 1 | Closed | Line | NO | 74.2 | 3.5 | 74.3 | 238.6 | 31.1 | 0.22 | 0.88
28343 | HESPERIA 3 1 | 28460 | APPLE VALLEY 1 3 | 1 | Closed | Line | NO | -406.9 | -69.9 | 412.8 | 1326.6 | 31.1 | 1.37 | -12.01
10795 | ANACORTES 2 2 | 10794 | ANACORTES 2 1 | 1 | Closed | Transformer | YES | -124.1 | 9.4 | 124.5 | 400.1 | 31.1 | 0.08 | 5.15
40031 | YUMA 4 1 | 40699 | DATELAND 1 2 | 1 | Closed | Line | NO | -49.6 | 2.2 | 49.7 | 163 | 31.1 | 0.99 | -0.5
25412 | BURBANK 5 2 | 25362 | LOS ANGELES 16 1 | 1 | Closed | Line | NO | -29.3 | 58.4 | 65.4 | 210.5 | 31.1 | 0.08 | -0.06
60018 | GRAND JUNCTION 3 1 | 60028 | CLIFTON 2 2 | 1 | Closed | Line | NO | -53.7 | -5 | 54 | 173.9 | 31.1 | 0.11 | 0.07
25220 | TARZANA 1 1 | 25230 | NORTHRIDGE 3 1 | 1 | Closed | Line | NO | 64.1 | 31.7 | 71.5 | 229.8 | 31.1 | 0.08 | 0.15
50108 | LAYTON 1 1 | 50077 | CLEARFIELD 2 2 | 1 | Closed | Line | NO | -92.7 | -14 | 93.8 | 301.7 | 31.1 | 0.06 | -0.17
23366 | TRANQUILLITY 2 | 23153 | KERMAN 1 | 1 | Closed | Line | NO | 79.4 | 17.3 | 81.2 | 261.4 | 31.1 | 0.34 | -1.03
25690 | TEMPLE CITY 1 1 | 25524 | LOS ANGELES 64 1 | 1 | Closed | Line | NO | -33.2 | 57.8 | 66.7 | 214.5 | 31.1 | 0.04 | 0.03
10747 | BRIDGEPORT 1 | 10916 | ROCKPORT 3 1 | 1 | Closed | Line | NO | 1257.4 | -99.7 | 1261.4 | 4211.5 | 31.1 | 4.86 | -479.18
30130 | LAS VEGAS 19 1 | 30197 | LAS VEGAS 54 2 | 1 | Closed | Line | NO | -89.3 | -10.9 | 90 | 290.2 | 31.1 | 0.15 | -0.2
10800 | GOLDENDALE 3 1 | 10933 | GOLDENDALE 4 1 | 1 | Closed | Line | NO | 74.2 | -10.4 | 74.9 | 241.1 | 31.1 | 0.34 | -2.78
25919 | EL SEGUNDO 1 1 | 25922 | EL SEGUNDO 1 4 | 1 | Closed | TransformerWinding | YES | 174.2 | -3 | 174.2 | 562 | 31.1 | 0.19 | 11.1
30197 | LAS VEGAS 54 2 | 30196 | LAS VEGAS 54 1 | 2 | Closed | Transformer | YES | -183.3 | -11.1 | 183.6 | 593.5 | 31.1 | 0.12 | 7.44
30197 | LAS VEGAS 54 2 | 30196 | LAS VEGAS 54 1 | 1 | Closed | Transformer | YES | -183.3 | -11.1 | 183.6 | 593.5 | 31.1 | 0.12 | 7.44
30197 | LAS VEGAS 54 2 | 30196 | LAS VEGAS 54 1 | 3 | Closed | Transformer | YES | -183.3 | -11.1 | 183.6 | 593.5 | 31.1 | 0.12 | 7.44
13099 | SALEM 3 1 | 13087 | ALBANY 1 2 | 1 | Closed | Line | NO | -101.9 | 1.1 | 102 | 328.6 | 31.1 | 0.1 | 0.19
25713 | EL MONTE 2 1 | 25594 | LOS ANGELES 78 1 | 1 | Closed | Line | NO | -246.9 | -303.4 | 391.1 | 1262.5 | 31.1 | 0.46 | 0.83
21628 | SANTA CLARA 6 2 | 21390 | SAN JOSE 1 1 | 1 | Closed | Line | NO | 77.1 | 11.1 | 77.9 | 250.9 | 31 | 0.05 | 0
28763 | DESERT HOT SPRINGS 4 2 | 28625 | HEMET 6 1 | 1 | Closed | Line | NO | 394.8 | 108.8 | 409.5 | 1330.7 | 31 | 1.81 | -18.54
40369 | CHANDLER 10 2 | 40434 | QUEEN CREEK 1 1 | 1 | Closed | Line | NO | 50.9 | 11.8 | 52.3 | 168.5 | 31 | 0.22 | 0.39
40261 | COTTONWOOD 2 2 | 41015 | CHINO VALLEY 2 3 | 1 | Closed | Line | NO | 51.3 | 2.1 | 51.3 | 166.9 | 31 | 0.31 | -7.18
53271 | WILLARD 2 2 | 53021 | CARRIZOZO 1 | 1 | Closed | Line | NO | 53.9 | -12.6 | 55.4 | 178.4 | 31 | 1.54 | -1.63
60681 | BURLINGTON 4 3 | 60680 | BURLINGTON 4 2 | 1 | Closed | Transformer | YES | -6.7 | -36.7 | 37.3 | 122.7 | 31 | 0.02 | 0.8
40259 | PHOENIX 56 1 | 40796 | PHOENIX 73 3 | 3 | Closed | Line | NO | -61.3 | 8.8 | 62 | 200.7 | 31 | 0.19 | -0.66
40259 | PHOENIX 56 1 | 40796 | PHOENIX 73 3 | 2 | Closed | Line | NO | -61.3 | 8.8 | 62 | 200.7 | 31 | 0.19 | -0.66
40259 | PHOENIX 56 1 | 40796 | PHOENIX 73 3 | 1 | Closed | Line | NO | -61.3 | 8.8 | 62 | 200.7 | 31 | 0.19 | -0.66
10253 | SEATTLE 10 2 | 10314 | SEATTLE 30 1 | 1 | Closed | Line | NO | 33.3 | -57.1 | 66.1 | 213.7 | 31 | 0.11 | 0.2
50253 | SPANISH FORK 2 1 | 50425 | PAYSON 3 2 | 1 | Closed | Line | NO | -92.5 | -12 | 93.3 | 301.6 | 31 | 0.23 | 0.16
23286 | SAN JOAQUIN 1 3 | 23441 | MENDOTA 2 1 | 1 | Closed | Line | NO | 75.4 | 13.8 | 76.6 | 247.2 | 31 | 0.42 | -0.56
40081 | SURPRISE 1 1 | 40179 | PHOENIX 12 1 | 1 | Closed | Line | NO | 44.2 | -19.2 | 48.2 | 155.5 | 31 | 0.16 | -8.75
10033 | LONGVIEW 1 1 | 13147 | SCAPPOOSE 1 | 1 | Closed | Line | NO | 73.6 | -20.7 | 76.5 | 246.8 | 31 | 0.44 | -3.13
60419 | HENDERSON 16 1 | 60380 | THORNTON 2 1 | 1 | Closed | Line | NO | 45.4 | 25.4 | 52 | 167.8 | 31 | 0.1 | -0.02
40097 | CHINO VALLEY 1 1 | 41015 | CHINO VALLEY 2 3 | 1 | Closed | Line | NO | -50.8 | -9 | 51.6 | 167.2 | 31 | 0.14 | 0.32
28311 | VICTORVILLE 3 1 | 28316 | HELENDALE 1 | 1 | Closed | Line | NO | -75.4 | 1.3 | 75.4 | 244.9 | 31 | 0.38 | -0.39
21005 | SEBASTOPOL 1 2 | 21060 | PETALUMA 4 3 | 1 | Closed | Line | NO | 76.1 | -0.2 | 76.1 | 245.6 | 31 | 0.41 | -4.18
13057 | MONMOUTH 2 | 13087 | ALBANY 1 2 | 1 | Closed | Line | NO | -68.6 | 18.7 | 71.1 | 231.2 | 31 | 0.37 | -0.59
21105 | SAN FRANCISCO 13 1 | 21072 | SAN FRANCISCO 1 1 | 1 | Closed | Line | NO | -40.2 | 47.8 | 62.5 | 202.8 | 31 | 0.07 | -0.29
13104 | DAYTON 6 1 | 13175 | BEAVERTON 1 2 | 1 | Closed | Line | NO | -60 | -39.6 | 71.9 | 232.4 | 31 | 0.34 | -1.8
60759 | LAMAR 4 3 | 60758 | LAMAR 4 2 | 1 | Closed | Transformer | YES | -47.8 | 18.6 | 51.3 | 165.7 | 31 | 0.03 | 1.61
20457 | YUBA CITY 8 3 | 20461 | YUBA CITY 9 3 | 1 | Closed | Line | NO | -73 | 4 | 73.1 | 236.6 | 30.9 | 0.1 | 0.01
77029 | BRIDGER 1 | 77038 | RED LODGE 3 | 1 | Closed | Line | NO | 86.9 | -3.4 | 87 | 281 | 30.9 | 0.84 | -6.35
25234 | GRANADA HILLS 1 2 | 25306 | PACOIMA 1 1 | 1 | Closed | Line | NO | 70.1 | 20.2 | 73 | 235.9 | 30.9 | 0.05 | 0.06
23413 | SHAVER LAKE 2 2 | 23416 | SHAVER LAKE 2 5 | 1 | Closed | TransformerWinding | YES | -429.4 | 87.5 | 438.3 | 1417 | 30.9 | 0.14 | 13.9
23044 | STOCKTON 10 1 | 23053 | STOCKTON 12 2 | 1 | Closed | Line | NO | -77.4 | -10.4 | 78.1 | 252.5 | 30.9 | 0.15 | -0.9
60115 | MONTE VISTA 3 | 60116 | LA JARA 1 | 1 | Closed | Line | NO | 52.4 | -15.3 | 54.6 | 176.5 | 30.9 | 0.23 | -1.19
28272 | CAMP PENDLETON 1 | 28212 | SAN JUAN CAPISTRANO 2 2 | 1 | Closed | Line | NO | -51.9 | -51.5 | 73.1 | 237.9 | 30.9 | 0.2 | 0.45
20510 | SACRAMENTO 36 3 | 20197 | SACRAMENTO 34 1 | 1 | Closed | Line | NO | 71.3 | 12.1 | 72.3 | 233.8 | 30.9 | 0.05 | -0.12
28980 | ESCONDIDO 11 1 | 28488 | SAN DIEGO 25 2 | 1 | Closed | Line | NO | 69.2 | 27.3 | 74.3 | 240.5 | 30.9 | 0.16 | 0.32
13178 | SHERWOOD 1 | 13230 | PORTLAND 5 2 | 1 | Closed | Line | NO | -74.1 | 6.6 | 74.4 | 241.7 | 30.9 | 0.33 | -0.13
25417 | LOS ANGELES 27 1 | 25482 | LOS ANGELES 52 2 | 1 | Closed | Line | NO | -68.9 | -22.9 | 72.6 | 234.8 | 30.9 | 0.06 | -0.32
20382 | FORBESTOWN 1 1 | 20384 | FORBESTOWN 1 3 | 1 | Closed | Transformer | YES | -4.8 | 0.8 | 4.9 | 15.7 | 30.9 | 0.01 | 0.23
40649 | PINETOP 2 | 40675 | EAGAR 1 | 1 | Closed | Line | NO | -51.2 | -1.3 | 51.3 | 167.2 | 30.9 | 0.38 | -3.63
21474 | DANVILLE 3 1 | 21626 | ANTIOCH 6 6 | 1 | Closed | Line | NO | -403.2 | -41.5 | 405.3 | 1314.8 | 30.9 | 1.72 | -7.65
21591 | STOCKTON 1 2 | 23022 | STOCKTON 3 1 | 1 | Closed | Line | NO | 73.5 | 11.2 | 74.4 | 240.7 | 30.9 | 0.17 | -0.5
40067 | ASH FORK 1 | 40716 | WILLIAMS 3 2 | 1 | Closed | Line | NO | -54.1 | 0.5 | 54.1 | 177.1 | 30.9 | 0.6 | 0.78
53273 | CUBERO 1 | 53276 | CUBERO 4 | 1 | Closed | TransformerWinding | YES | 89 | 4.2 | 89.1 | 288.5 | 30.9 | 0.14 | 5.97
28225 | RANCHO CUCAMONGA 2 1 | 28181 | ONTARIO 3 1 | 1 | Closed | Line | NO | 74.4 | -5 | 74.6 | 241.5 | 30.9 | 0.21 | -0.09
25497 | GLENDALE 3 1 | 25442 | LOS ANGELES 35 1 | 1 | Closed | Line | NO | -72.6 | -6.5 | 72.9 | 236.4 | 30.9 | 0.07 | 0.23
50267 | SALEM 14 1 | 50272 | PROVO 3 1 | 1 | Closed | Line | NO | 89 | -9.2 | 89.5 | 289.7 | 30.9 | 0.32 | -3.2
60829 | LEADVILLE 2 3 | 60107 | LEADVILLE 1 2 | 1 | Closed | Line | NO | 39.9 | 30.5 | 50.3 | 163.2 | 30.9 | 0.23 | -0.55
23185 | FRESNO 14 2 | 23187 | FRESNO 14 4 | 1 | Closed | TransformerWinding | YES | -131.4 | -33.1 | 135.5 | 439.9 | 30.9 | 0.02 | 0.99
28251 | RIVERSIDE 2 1 | 28240 | CORONA 5 2 | 1 | Closed | Line | NO | -69.1 | -26.8 | 74.1 | 240.2 | 30.9 | 0.1 | -0.22
77052 | BOZEMAN 1 2 | 77055 | BOZEMAN 2 2 | 1 | Closed | Line | NO | 79.1 | 20 | 81.6 | 264.8 | 30.9 | 0.12 | -1.04
60346 | DENVER 25 3 | 60372 | DENVER 35 1 | 1 | Closed | Line | NO | 46.4 | 23.5 | 52 | 168.6 | 30.9 | 0.05 | 0.03
30040 | SPARKS 2 1 | 30033 | RENO 14 1 | 1 | Closed | Line | NO | 80.4 | 16.2 | 82 | 266.1 | 30.8 | 0.02 | -0.16
70116 | ROCK RIVER 1 5 | 70135 | CHEYENNE 7 1 | 1 | Closed | Line | NO | 421.6 | -30.9 | 422.8 | 1371 | 30.8 | 5.04 | -35.77
60739 | GEORGETOWN 2 | 60184 | GOLDEN 2 1 | 1 | Closed | Line | NO | 176 | 66.8 | 188.3 | 610.7 | 30.8 | 1.39 | 5.19
40177 | GLENDALE 22 1 | 40205 | PHOENIX 24 5 | 1 | Closed | Line | NO | 24 | 33.8 | 41.5 | 138.5 | 30.8 | 0.03 | -1.55
40358 | MESA 5 1 | 40405 | GILBERT 4 1 | 1 | Closed | Line | NO | -49.4 | 53.9 | 73.1 | 237.5 | 30.8 | 0.04 | -0.19
21721 | SANTA CLARA 7 2 | 21484 | SAN JOSE 13 1 | 1 | Closed | Line | NO | 55.4 | 44.2 | 70.9 | 230.5 | 30.8 | 0.09 | -0.38
23433 | LODI 6 3 | 23031 | LODI 1 5 | 1 | Closed | Line | NO | 70.2 | 25 | 74.5 | 241.7 | 30.8 | 0.1 | 0.09
20356 | ELK GROVE 7 2 | 20117 | SACRAMENTO 2 1 | 1 | Closed | Line | NO | 63.6 | 31.8 | 71.1 | 230.7 | 30.8 | 0.09 | -0.2
10346 | SEATTLE 42 1 | 10349 | SEATTLE 42 4 | 1 | Closed | TransformerWinding | YES | 178.7 | -21.1 | 179.9 | 589.8 | 30.8 | 0.19 | 13.18
25919 | EL SEGUNDO 1 1 | 25926 | EL SEGUNDO 1 8 | 1 | Closed | Transformer | YES | -133.7 | -45.4 | 141.2 | 463.6 | 30.8 | 0.08 | 4.55
40996 | TONOPAH 5 1 | 40842 | PHOENIX 74 3 | 1 | Closed | Line | NO | -61.1 | -8.8 | 61.7 | 200.4 | 30.8 | 0.15 | -3.5
40996 | TONOPAH 5 1 | 40842 | PHOENIX 74 3 | 3 | Closed | Line | NO | -61.1 | -8.8 | 61.7 | 200.4 | 30.8 | 0.15 | -3.5
40996 | TONOPAH 5 1 | 40842 | PHOENIX 74 3 | 2 | Closed | Line | NO | -61.1 | -8.8 | 61.7 | 200.4 | 30.8 | 0.15 | -3.5
70109 | CHEYENNE 6 3 | 70061 | LARAMIE 1 1 | 1 | Closed | Line | NO | -71.1 | 26.6 | 76 | 250 | 30.8 | 1.46 | 0.95
40092 | LITCHFIELD PARK 1 1 | 40117 | AVONDALE 1 1 | 1 | Closed | Line | NO | 46.3 | 21.8 | 51.2 | 167.1 | 30.8 | 0.17 | -0.97
53274 | CUBERO 2 | 53150 | ALBUQUERQUE 29 1 | 1 | Closed | Line | NO | 56.9 | 3.6 | 57 | 185.2 | 30.8 | 0.7 | -0.73
13214 | MEDFORD 4 1 | 13224 | SHADY COVE 3 | 1 | Closed | Line | NO | -72.5 | 7.9 | 72.9 | 237.4 | 30.8 | 0.28 | 1.09
10682 | MATTAWA 2 3 | 10681 | MATTAWA 2 2 | 1 | Closed | Transformer | YES | -129.8 | -17.2 | 130.9 | 427.6 | 30.8 | 0.06 | 3.87
26048 | FELLOWS 1 1 | 26160 | MC KITTRICK 2 1 | 1 | Closed | Line | NO | -1005 | 722.8 | 1237.9 | 4088.5 | 30.8 | 0.48 | -32.44
10014 | MONTESANO 1 | 10013 | ABERDEEN 1 2 | 1 | Closed | Line | NO | -71.5 | -12.7 | 72.6 | 236.5 | 30.8 | 0.1 | -0.01
25878 | LA PUENTE 5 3 | 25751 | WEST COVINA 3 2 | 1 | Closed | Line | NO | 70.3 | 14.2 | 71.7 | 233.3 | 30.7 | 0.16 | 0.42
13385 | WARM SPRINGS 1 | 13663 | MADRAS 3 1 | 1 | Closed | Line | NO | -69.5 | -21.2 | 72.7 | 237.7 | 30.7 | 0.3 | 0.3
40297 | PHOENIX 67 6 | 40303 | SCOTTSDALE 1 1 | 1 | Closed | Line | NO | -24.2 | 37 | 44.2 | 144.3 | 30.7 | 0.01 | -0.17
40705 | NOGALES 2 2 | 40543 | NOGALES 1 1 | 2 | Closed | Line | NO | 56.2 | 17.8 | 59 | 192.1 | 30.7 | 0.36 | 0.71
40705 | NOGALES 2 2 | 40543 | NOGALES 1 1 | 1 | Closed | Line | NO | 56.2 | 17.8 | 59 | 192.1 | 30.7 | 0.36 | 0.71
28598 | CHULA VISTA 6 1 | 29016 | SAN DIEGO 53 2 | 1 | Closed | Line | NO | -390.8 | -111.7 | 406.5 | 1328.4 | 30.7 | 0.72 | 1.94
60363 | DENVER 32 1 | 60810 | DENVER 56 1 | 1 | Closed | Line | NO | -51 | -12 | 52.4 | 170.7 | 30.7 | 0.02 | -0.04
21374 | UNION CITY 1 2 | 21520 | PLEASANTON 2 1 | 1 | Closed | Line | NO | -42.7 | 51.7 | 67 | 220.9 | 30.7 | 0.19 | -0.81
30263 | PANACA 1 | 30259 | CALIENTE 3 | 1 | Closed | Line | NO | 92.4 | -16 | 93.8 | 305.7 | 30.7 | 1.27 | -2.83
25099 | VENTURA 3 2 | 25115 | CAMARILLO 1 1 | 1 | Closed | Line | NO | -71 | -16.2 | 72.8 | 237.8 | 30.7 | 0.07 | 0.14
60111 | FRISCO 1 | 60829 | LEADVILLE 2 3 | 1 | Closed | Line | NO | -48.6 | 1.4 | 48.7 | 165 | 30.7 | 0.35 | -11.13
23366 | TRANQUILLITY 2 | 23365 | TRANQUILLITY 1 | 1 | Closed | Transformer | YES | -124.6 | -37.4 | 130.1 | 429.4 | 30.6 | 0.09 | 4.63
23222 | SANGER 1 1 | 23319 | FRESNO 23 1 | 1 | Closed | Line | NO | -72 | -15.9 | 73.7 | 242.4 | 30.6 | 0.78 | -0.85
25919 | EL SEGUNDO 1 1 | 25925 | EL SEGUNDO 1 7 | 1 | Closed | Transformer | YES | -133.7 | -43.4 | 140.6 | 466.1 | 30.6 | 0.1 | 6.57
40028 | WELLTON 1 | 40034 | YUMA 5 2 | 1 | Closed | Line | NO | -49 | 7.2 | 49.5 | 163.9 | 30.6 | 0.63 | -0.12
13067 | CLATSKANIE 1 1 | 13143 | RAINIER 2 1 | 1 | Closed | Line | NO | 73.2 | -0.3 | 73.2 | 239.2 | 30.6 | 0.17 | -1.47
25321 | MANHATTAN BEACH 1 | 25459 | LOS ANGELES 45 2 | 1 | Closed | Line | NO | -71.4 | 12.2 | 72.5 | 237.1 | 30.6 | 0.05 | 0
10929 | CHEHALIS 2 2 | 10928 | CHEHALIS 2 1 | 1 | Closed | Transformer | YES | -130.8 | -26.2 | 133.4 | 439.9 | 30.6 | 0.09 | 5.1
25440 | GARDENA 2 4 | 26126 | BURBANK 10 2 | 1 | Closed | Line | NO | -377.2 | -159.8 | 409.7 | 1339.4 | 30.6 | 0.98 | -7.35
30444 | LAS VEGAS 78 8 | 30171 | NORTH LAS VEGAS 4 1 | 1 | Closed | Line | NO | 370.5 | 112.7 | 387.3 | 1269.9 | 30.6 | 0.87 | -6.43
20506 | COLFAX 3 3 | 20507 | COLFAX 3 4 | 1 | Closed | TransformerWinding | YES | 40.3 | -2.2 | 40.4 | 132.2 | 30.6 | 0.04 | 1.4
40738 | TEMPE 9 2 | 40318 | TEMPE 7 2 | 1 | Closed | Line | NO | 47.4 | 16.4 | 50.1 | 163.9 | 30.6 | 0.09 | -0.09
21533 | SAN JOSE 32 1 | 21563 | SAN JOSE 43 1 | 1 | Closed | Line | NO | 65.5 | -0.7 | 65.5 | 214.3 | 30.6 | 0.08 | -0.7
53180 | BLOOMFIELD 1 1 | 53187 | FARMINGTON 3 1 | 1 | Closed | Line | NO | -54.5 | 6.3 | 54.8 | 180.8 | 30.6 | 0.61 | 2.15
13265 | PORTLAND 15 3 | 13318 | PORTLAND 38 3 | 1 | Closed | Line | NO | 28.9 | -57.3 | 64.2 | 210 | 30.6 | 0.03 | -0.2
28145 | IRVINE 8 1 | 28047 | GARDEN GROVE 5 2 | 1 | Closed | Line | NO | -51.5 | -47 | 69.7 | 228.3 | 30.6 | 0.08 | 0.04
25919 | EL SEGUNDO 1 1 | 25924 | EL SEGUNDO 1 6 | 1 | Closed | Transformer | YES | -133.7 | -44.1 | 140.8 | 467.4 | 30.6 | 0.09 | 5.83
10709 | WENATCHEE 3 3 | 10538 | CASHMERE 2 | 3 | Closed | Line | NO | 86.1 | 1 | 86.1 | 281.9 | 30.6 | 0.43 | 0.15
10709 | WENATCHEE 3 3 | 10538 | CASHMERE 2 | 1 | Closed | Line | NO | 86.1 | 1 | 86.1 | 281.9 | 30.6 | 0.43 | 0.15
10709 | WENATCHEE 3 3 | 10538 | CASHMERE 2 | 2 | Closed | Line | NO | 86.1 | 1 | 86.1 | 281.9 | 30.6 | 0.43 | 0.15
20244 | FOLSOM 1 2 | 20246 | FOLSOM 1 4 | 1 | Closed | TransformerWinding | YES | -150.6 | 16.9 | 151.6 | 498.1 | 30.5 | -0.11 | -5.43
25222 | PACIFIC PALISADES 1 | 25219 | NORTHRIDGE 1 1 | 1 | Closed | Line | NO | 52.3 | 43.4 | 68 | 222.5 | 30.5 | 0.11 | -0.1
10790 | ROSALIA 2 | 10789 | ROSALIA 1 | 1 | Closed | Transformer | YES | -124.6 | 10.5 | 125 | 409.3 | 30.5 | 0.06 | 3.51
28161 | MONTCLAIR 1 1 | 28227 | ONTARIO 6 1 | 1 | Closed | Line | NO | -72.7 | -0.1 | 72.7 | 238.6 | 30.5 | 0.1 | -1.71
21060 | PETALUMA 4 3 | 21061 | SAN RAFAEL 1 1 | 1 | Closed | Line | NO | 75.7 | -10.2 | 76.3 | 250.1 | 30.5 | 0.09 | -1.06
21475 | DANVILLE 3 2 | 21469 | SAN RAMON 3 1 | 1 | Closed | Line | NO | 75.1 | -0.8 | 75.1 | 246 | 30.5 | 0.12 | 0.13
10657 | SPOKANE 15 1 | 10671 | VERADALE 1 | 1 | Closed | Line | NO | -55.1 | -39.1 | 67.6 | 222.5 | 30.5 | 0.27 | 0.23
23016 | SALINAS 5 1 | 23375 | MOSS LANDING 2 | 1 | Closed | Line | NO | -361 | -148.5 | 390.4 | 1279.6 | 30.5 | 0.69 | -5.39
10033 | LONGVIEW 1 1 | 11071 | LONGVIEW 5 2 | 1 | Closed | Line | NO | -72 | 5.9 | 72.2 | 237 | 30.5 | 0.07 | 0.08
25919 | EL SEGUNDO 1 1 | 25923 | EL SEGUNDO 1 5 | 1 | Closed | Transformer | YES | -133.7 | -43.2 | 140.5 | 468.4 | 30.5 | 0.11 | 6.76
28656 | PALM SPRINGS 3 2 | 28655 | PALM SPRINGS 3 1 | 1 | Closed | Transformer | YES | -123.9 | -33.4 | 128.4 | 426.8 | 30.5 | 0.1 | 5.88
40783 | PAGE 2 1 | 40786 | PAGE 2 4 | 1 | Closed | Transformer | YES | -558.6 | 1.6 | 558.6 | 1834.7 | 30.5 | 0.28 | 23.34
28689 | THERMAL 1 | 28823 | CALIPATRIA 2 1 | 1 | Closed | Line | NO | -73.6 | 1 | 73.6 | 244.8 | 30.5 | 0.93 | -3.12
25275 | VAN NUYS 4 1 | 26060 | SUN VALLEY 2 3 | 1 | Closed | Line | NO | -83.1 | -5 | 83.3 | 273.4 | 30.5 | 0.07 | -1.28
25275 | VAN NUYS 4 1 | 26060 | SUN VALLEY 2 3 | 2 | Closed | Line | NO | -83.1 | -5 | 83.3 | 273.4 | 30.5 | 0.07 | -1.28
77232 | POLSON 2 1 | 77235 | POLSON 2 4 | 1 | Closed | TransformerWinding | YES | 156.2 | -28.3 | 158.7 | 529.8 | 30.5 | 0.21 | 13.21
21279 | MARTINEZ 2 1 | 21290 | OAKLAND 18 2 | 1 | Closed | Line | NO | 71 | 10.6 | 71.8 | 235.7 | 30.5 | 0.28 | -0.03
60759 | LAMAR 4 3 | 60696 | LAMAR 2 1 | 1 | Closed | Line | NO | 50.1 | -13.7 | 52 | 170.6 | 30.5 | 1.12 | 2.05
21108 | DALY CITY 4 2 | 21073 | SAN FRANCISCO 2 1 | 1 | Closed | Line | NO | 32.5 | 60.9 | 69 | 229.7 | 30.4 | 0.03 | -1.03
60464 | COLORADO SPRINGS 8 1 | 60524 | COLORADO SPRINGS 24 1 | 1 | Closed | Line | NO | -40.9 | 28.3 | 49.8 | 163.6 | 30.4 | 0.04 | 0.03
20265 | FORESTHILL 1 1 | 20534 | ALTA 2 1 | 1 | Closed | Line | NO | -69 | -4.5 | 69.1 | 227.9 | 30.4 | 0.34 | -6.59
30167 | HENDERSON 1 1 | 30450 | BUNKERVILLE 2 2 | 1 | Closed | Line | NO | -89.2 | -12.3 | 90 | 295.9 | 30.4 | 0.54 | -6.92
70187 | KEMMERER 3 1 | 70188 | KEMMERER 3 2 | 1 | Closed | Transformer | YES | -31.9 | 3.5 | 32 | 105.4 | 30.4 | 0.04 | 1.17
11064 | TOUCHET 2 | 10604 | KENNEWICK 4 1 | 1 | Closed | Line | NO | 71.7 | 16.2 | 73.5 | 241.8 | 30.4 | 0.35 | 0.83
21642 | PITTSBURG 5 2 | 21698 | MARTINEZ 3 1 | 1 | Closed | Line | NO | 389.3 | 1.1 | 389.3 | 1280.7 | 30.4 | 0.74 | -5.57
40271 | PHOENIX 60 1 | 40197 | PHOENIX 22 1 | 1 | Closed | Line | NO | 18.2 | 38.1 | 42.2 | 140 | 30.4 | 0.05 | -0.37
20076 | CHICO 3 1 | 20109 | MAGALIA 2 | 1 | Closed | Line | NO | -70.3 | 3.8 | 70.4 | 234.1 | 30.4 | 0.31 | -4.74
25869 | BORON 1 1 | 28718 | HINKLEY 1 2 | 1 | Closed | Line | NO | -391.3 | -19.9 | 391.8 | 1292.7 | 30.4 | 0.95 | 0.92
13227 | HUBBARD 2 | 13194 | WOODBURN 1 3 | 3 | Closed | Line | NO | -81.8 | 16 | 83.3 | 275.3 | 30.4 | 0.36 | 0.05
13227 | HUBBARD 2 | 13194 | WOODBURN 1 3 | 2 | Closed | Line | NO | -81.8 | 16 | 83.3 | 275.3 | 30.4 | 0.36 | 0.05
13227 | HUBBARD 2 | 13194 | WOODBURN 1 3 | 1 | Closed | Line | NO | -81.8 | 16 | 83.3 | 275.3 | 30.4 | 0.36 | 0.05
50353 | MONTEZUMA CREEK 2 | 50352 | MONTEZUMA CREEK 1 | 1 | Closed | Transformer | YES | -25.9 | 1.9 | 26 | 85.5 | 30.4 | 0.03 | 0.95
10357 | LYNNWOOD 6 1 | 10276 | EDMONDS 2 2 | 3 | Closed | Line | NO | -87 | -2.2 | 87 | 286.5 | 30.4 | 0.04 | -0.05
10357 | LYNNWOOD 6 1 | 10276 | EDMONDS 2 2 | 1 | Closed | Line | NO | -87 | -2.2 | 87 | 286.5 | 30.4 | 0.04 | -0.05
10357 | LYNNWOOD 6 1 | 10276 | EDMONDS 2 2 | 2 | Closed | Line | NO | -87 | -2.2 | 87 | 286.5 | 30.4 | 0.04 | -0.05
25316 | LOS ANGELES 10 3 | 25319 | BEVERLY HILLS 3 | 1 | Closed | Line | NO | -65.6 | -30.6 | 72.3 | 238.1 | 30.4 | 0.02 | -2.11
25726 | LA PUENTE 2 1 | 25705 | ARCADIA 3 1 | 1 | Closed | Line | NO | 63 | -29.7 | 69.7 | 229.3 | 30.4 | 0.04 | -0.35
60523 | EVANS 1 | 60483 | GREELEY 2 2 | 1 | Closed | Line | NO | -65.4 | 4.6 | 65.5 | 215.8 | 30.4 | 0.02 | 0.01
13675 | BOARDMAN 3 1 | 13678 | BOARDMAN 3 4 | 1 | Closed | Transformer | YES | -142.9 | 19.7 | 144.2 | 474.8 | 30.4 | 0.06 | 3.8
23346 | SANGER 3 2 | 23345 | SANGER 3 1 | 1 | Closed | Transformer | YES | -113.5 | -39.2 | 120.1 | 400.9 | 30.4 | 0.07 | 4.5
21745 | GILROY 4 2 | 21584 | GILROY 2 1 | 1 | Closed | Line | NO | 76.1 | 12.9 | 77.2 | 254.3 | 30.3 | 0.08 | 0.17
20054 | ANDERSON 1 1 | 20389 | REDDING 8 3 | 1 | Closed | Line | NO | -72.1 | -3.4 | 72.2 | 238.9 | 30.3 | 0.37 | -5.12
13549 | DEXTER 2 2 | 13548 | DEXTER 2 1 | 1 | Closed | Transformer | YES | -129.6 | 6.5 | 129.8 | 427.7 | 30.3 | 0.15 | 6.64
28674 | LA QUINTA 1 1 | 28948 | CALIPATRIA 7 1 | 1 | Closed | Line | NO | -73.1 | -3.3 | 73.2 | 244.8 | 30.3 | 1 | -8.25
30216 | HENDERSON 7 1 | 30323 | HENDERSON 15 2 | 1 | Closed | Line | NO | -86.2 | -19 | 88.3 | 291.2 | 30.3 | 0.08 | -0.01
25699 | CYPRESS 1 1 | 25709 | WHITTIER 5 1 | 1 | Closed | Line | NO | 69.9 | 8.2 | 70.4 | 232.1 | 30.3 | 0.08 | -0.84
28960 | DAGGETT 2 | 28963 | DAGGETT 5 | 1 | Closed | Transformer | YES | -17 | 0.4 | 17 | 56.1 | 30.3 | 0.02 | 0.39
40930 | PAGE 3 9 | 40428 | FLAGSTAFF 3 1 | 1 | Closed | Line | NO | 996.3 | 26.6 | 996.7 | 3286 | 30.3 | 16.73 | -60.33
13168 | WHITE CITY 1 1 | 13632 | WHITE CITY 2 1 | 1 | Closed | Line | NO | 71.8 | -10.2 | 72.5 | 239.1 | 30.3 | 0.29 | 0.4
23058 | ACAMPO 1 | 20226 | GALT 2 5 | 1 | Closed | Line | NO | -75.3 | 11.8 | 76.3 | 252.6 | 30.3 | 0.23 | -0.69
70066 | WRIGHT 1 1 | 70096 | GLENROCK 2 2 | 1 | Closed | Line | NO | 74.6 | -26.4 | 79.2 | 261.3 | 30.3 | 1.22 | -21.2
60583 | PEYTON 1 | 60589 | CALHAN 1 | 1 | Closed | Line | NO | -49.4 | 1 | 49.4 | 164.1 | 30.3 | 0.3 | 0.48
20340 | ROSEVILLE 7 2 | 20234 | ROCKLIN 3 2 | 1 | Closed | Line | NO | 71.7 | 2.4 | 71.8 | 237.2 | 30.3 | 0.08 | -0.54
60667 | LIMON 3 3 | 60650 | LIMON 2 3 | 1 | Closed | Line | NO | 52.5 | -5.2 | 52.8 | 174.4 | 30.3 | 0.12 | -1.01
23234 | TULARE 1 2 | 23229 | VISALIA 1 2 | 1 | Closed | Line | NO | 74.5 | 13.8 | 75.8 | 250.5 | 30.3 | 0.2 | -0.14
40172 | PHOENIX 11 1 | 40197 | PHOENIX 22 1 | 1 | Closed | Line | NO | 40.2 | -26.8 | 48.3 | 159.8 | 30.2 | 0.05 | -0.08
50035 | DUGWAY 1 | 50034 | DELTA 1 1 | 1 | Closed | Line | NO | -81.6 | 3.1 | 81.6 | 275.2 | 30.2 | 1.31 | -4.42
23488 | FRESNO 26 7 | 23413 | SHAVER LAKE 2 2 | 1 | Closed | Line | NO | -353.8 | 77.6 | 362.2 | 1204 | 30.2 | 0.64 | -5.31
40981 | CHLORIDE 2 3 | 30245 | BOULDER CITY 1 2 | 3 | Closed | Line | NO | 60.6 | 5.5 | 60.9 | 201.5 | 30.2 | 0.54 | 0.87
40981 | CHLORIDE 2 3 | 30245 | BOULDER CITY 1 2 | 2 | Closed | Line | NO | 60.6 | 5.5 | 60.9 | 201.5 | 30.2 | 0.54 | 0.87
40981 | CHLORIDE 2 3 | 30245 | BOULDER CITY 1 2 | 1 | Closed | Line | NO | 60.6 | 5.5 | 60.9 | 201.5 | 30.2 | 0.54 | 0.87
28513 | NATIONAL CITY 1 3 | 28728 | SAN DIEGO 48 1 | 1 | Closed | Line | NO | -69.6 | -21 | 72.7 | 240.7 | 30.2 | 0.29 | -1.38
25384 | HAWTHORNE 3 1 | 26016 | REDONDO BEACH 4 3 | 1 | Closed | Line | NO | -41 | -46.6 | 62.1 | 205.6 | 30.2 | 0.02 | 0.03
20248 | FOLSOM 2 1 | 20231 | ROSEVILLE 5 1 | 1 | Closed | Line | NO | 54 | 43.9 | 69.6 | 230.8 | 30.2 | 0.09 | -0.19
60312 | LONGMONT 6 1 | 60401 | BRIGHTON 1 3 | 1 | Closed | Line | NO | 47.3 | -19.4 | 51.1 | 169.4 | 30.2 | 0.17 | -6.08
25172 | SIMI VALLEY 1 2 | 25164 | THOUSAND OAKS 4 1 | 1 | Closed | Line | NO | -69.2 | 11.5 | 70.2 | 233.1 | 30.2 | 0.12 | -0.03
13111 | HARRISBURG 1 | 13651 | LOWELL 5 2 | 1 | Closed | Line | NO | -73 | -16.7 | 74.9 | 248.2 | 30.2 | 0.54 | -6.51
10365 | PUYALLUP 6 1 | 10221 | TACOMA 13 1 | 1 | Closed | Line | NO | 86.7 | 24.5 | 90.1 | 298.7 | 30.2 | 0.13 | 0.21
10370 | EVERETT 2 2 | 10439 | EVERETT 9 1 | 1 | Closed | Line | NO | 70.6 | 0 | 70.6 | 234.1 | 30.2 | 0.07 | 0.08
28568 | HEMET 1 1 | 29082 | SUN CITY 4 3 | 1 | Closed | Line | NO | -59.7 | -39.2 | 71.4 | 236.9 | 30.2 | 0.11 | -1.29
13470 | UMATILLA 2 1 | 10855 | BURBANK 2 12 | 1 | Closed | Line | NO | -1240.3 | -257 | 1266.7 | 4200.9 | 30.2 | 1.77 | -177.77
28180 | ONTARIO 2 1 | 28231 | RANCHO CUCAMONGA 4 1 | 1 | Closed | Line | NO | -70.1 | 11.3 | 71 | 237.1 | 30.1 | 0.21 | -1.52
10529 | YAKIMA 2 1 | 10745 | ELLENSBURG 3 1 | 1 | Closed | Line | NO | -71.7 | 5.3 | 71.9 | 241.7 | 30.1 | 1.01 | 0.76
28933 | ONTARIO 9 1 | 28238 | MIRA LOMA 2 2 | 1 | Closed | Line | NO | -67.2 | -21.2 | 70.5 | 233.8 | 30.1 | 0.05 | -0.14
26195 | CASTAIC 3 2 | 26194 | CASTAIC 3 1 | 3 | Closed | Transformer | YES | -478.4 | 61.5 | 482.3 | 1601.1 | 30.1 | 0.15 | 11.84
26195 | CASTAIC 3 2 | 26194 | CASTAIC 3 1 | 1 | Closed | Transformer | YES | -478.4 | 61.5 | 482.3 | 1601.1 | 30.1 | 0.15 | 11.84
26195 | CASTAIC 3 2 | 26194 | CASTAIC 3 1 | 2 | Closed | Transformer | YES | -478.4 | 61.5 | 482.3 | 1601.1 | 30.1 | 0.15 | 11.84
23017 | SALINAS 5 2 | 23376 | MOSS LANDING 3 | 1 | Closed | Line | NO | -80 | 75.4 | 109.9 | 377.9 | 30.1 | 0.15 | -5.47
50432 | EVANSTON 2 4 | 50431 | EVANSTON 2 3 | 1 | Closed | Transformer | YES | 26.1 | -3 | 26.2 | 87.3 | 30.1 | 0.02 | 0.54
28341 | HESPERIA 2 1 | 28290 | HESPERIA 1 2 | 1 | Closed | Line | NO | 72 | 15.2 | 73.6 | 244.4 | 30.1 | 0.12 | 0.39
20002 | EUREKA 2 1 | 20001 | FORTUNA 1 | 1 | Closed | Line | NO | 72.9 | 8 | 73.3 | 243.6 | 30.1 | 0.09 | -1.1
28447 | SAN DIEGO 10 1 | 28979 | SAN DIEGO 52 2 | 2 | Closed | Line | NO | -83.7 | -21.7 | 86.5 | 287.4 | 30.1 | 0.05 | -2.67
28447 | SAN DIEGO 10 1 | 28979 | SAN DIEGO 52 2 | 1 | Closed | Line | NO | -83.7 | -21.7 | 86.5 | 287.4 | 30.1 | 0.05 | -2.67
28447 | SAN DIEGO 10 1 | 28979 | SAN DIEGO 52 2 | 3 | Closed | Line | NO | -83.7 | -21.7 | 86.5 | 287.4 | 30.1 | 0.05 | -2.67
80021 | EL PASO 13 1 | 80025 | FORT BLISS 1 | 1 | Closed | Line | NO | -12.9 | -38.8 | 40.9 | 135.9 | 30.1 | 0.08 | -3.87
30293 | LAS VEGAS 68 2 | 30292 | LAS VEGAS 68 1 | 1 | Closed | Transformer | YES | 32.6 | -3.2 | 32.8 | 109.4 | 30.1 | 0.04 | 1.55
25217 | PORTER RANCH 2 1 | 25223 | RESEDA 1 1 | 1 | Closed | Line | NO | 67 | -19.5 | 69.8 | 232 | 30.1 | 0.11 | -3.78
50129 | WEST JORDAN 5 1 | 50151 | SALT LAKE CITY 12 1 | 1 | Closed | Line | NO | 83.8 | 26.1 | 87.8 | 291.9 | 30.1 | 0.05 | 0.14
20119 | SACRAMENTO 3 2 | 20177 | NORTH HIGHLANDS 2 1 | 1 | Closed | Line | NO | 26.7 | -55 | 61.1 | 203.2 | 30.1 | 0.04 | -0.13
28759 | NIPTON 1 2 | 28964 | DAGGETT 6 | 1 | Closed | Line | NO | 384.2 | -72.4 | 390.9 | 1300.3 | 30.1 | 5.61 | -64.48
23375 | MOSS LANDING 2 | 21398 | SANTA CRUZ 5 1 | 1 | Closed | Line | NO | 376 | 15.7 | 376.3 | 1252.2 | 30.1 | 0.69 | -2.86
28896 | HESPERIA 5 1 | 28287 | RIALTO 1 1 | 1 | Closed | Line | NO | 73.2 | 3.7 | 73.3 | 244 | 30.1 | 0.15 | -0.29
21608 | PITTSBURG 4 2 | 21610 | PITTSBURG 4 4 | 1 | Closed | TransformerWinding | YES | -129.7 | 1.4 | 129.7 | 431.9 | 30 | -0.1 | -5.67
20037 | HIDDEN VALLEY LAKE 1 | 21011 | WINDSOR 2 1 | 1 | Closed | Line | NO | 70 | 5.7 | 70.2 | 233.7 | 30 | 0.27 | -2.78
13048 | GRANTS PASS 1 1 | 13059 | GRANTS PASS 3 2 | 1 | Closed | Line | NO | -69.1 | -13.4 | 70.4 | 235.2 | 30 | 0.35 | -0.19
25709 | WHITTIER 5 1 | 25615 | DOWNEY 2 2 | 1 | Closed | Line | NO | 70.7 | -5.9 | 71 | 236.2 | 30 | 0.07 | -0.33
40040 | LAKE HAVASU CITY 3 3 | 40026 | LAKE HAVASU CITY 2 2 | 1 | Closed | Line | NO | 49.6 | 8.8 | 50.4 | 167.8 | 30 | 0.34 | -1.4
26059 | SUN VALLEY 2 2 | 26058 | SUN VALLEY 2 1 | 1 | Closed | Transformer | YES | -410.8 | -136.6 | 432.9 | 1464.5 | 30 | 0.25 | 19.69
13115 | CORNELIUS 2 | 13157 | HILLSBORO 4 2 | 1 | Closed | Line | NO | -71.7 | 4.3 | 71.9 | 239.7 | 30 | 0.11 | 0.17
13427 | MILTON FREEWATER 1 1 | 13442 | UNION 1 1 | 1 | Closed | Line | NO | 69.3 | -24.8 | 73.6 | 245.2 | 30 | 0.41 | -32.96
60292 | DENVER 11 1 | 60328 | LITTLETON 9 1 | 1 | Closed | Line | NO | 44.2 | -24.9 | 50.8 | 169.2 | 30 | 0.08 | -1.51
13496 | THE DALLES 2 1 | 13523 | MADRAS 2 1 | 1 | Closed | Line | NO | 1111.6 | -615.2 | 1270.5 | 4233.6 | 30 | 4.14 | -538.58
26095 | LONG BEACH 27 2 | 28049 | GARDEN GROVE 5 4 | 1 | Closed | Line | NO | 344.1 | 175.5 | 386.3 | 1290.7 | 30 | 0.95 | -3.91
25825 | OXNARD 9 2 | 25824 | OXNARD 9 1 | 1 | Closed | Transformer | YES | -436.8 | 37.6 | 438.4 | 1461.5 | 30 | 0.24 | 18.09
25406 | LOS ANGELES 25 1 | 25569 | MAYWOOD 1 | 1 | Closed | Line | NO | 60.7 | 32.1 | 68.6 | 229.6 | 30 | 0.09 | -0.71
77146 | ARLEE 2 | 77147 | MISSOULA 5 1 | 1 | Closed | Line | NO | 58.2 | -23 | 62.6 | 208.7 | 30 | 0.21 | -0.9
53064 | ABIQUIU 1 | 53040 | ESPANOLA 1 | 1 | Closed | Line | NO | 54.6 | -13.6 | 56.3 | 187.5 | 30 | 0.89 | 1.16
50192 | SALT LAKE CITY 21 3 | 50245 | SANDY 8 1 | 1 | Closed | Line | NO | -88.3 | -13.8 | 89.4 | 298.3 | 30 | 0.02 | 0
26123 | MOJAVE 14 5 | 25967 | TEHACHAPI 5 2 | 1 | Closed | Line | NO | -70.7 | -1.3 | 70.7 | 236.1 | 30 | 0.11 | 0.24
10741 | COUGAR 1 3 | 10740 | COUGAR 1 2 | 1 | Closed | Transformer | YES | -133 | 5.3 | 133.1 | 443.9 | 30 | 0.07 | 3.9
26091 | DELANO 4 2 | 25086 | DELANO 1 2 | 1 | Closed | Line | NO | 69.4 | 11.7 | 70.4 | 234.7 | 30 | 0.38 | -0.3
10298 | SEATTLE 25 1 | 10232 | TACOMA 16 1 | 1 | Closed | Line | NO | -71.2 | -2.1 | 71.3 | 237.9 | 30 | 0.06 | -0.05
10735 | TACOMA 19 2 | 10414 | KENT 3 1 | 1 | Closed | Line | NO | 371.7 | 124.5 | 392 | 1312.5 | 30 | 1.48 | -8.7
13244 | TUALATIN 2 1 | 13262 | PORTLAND 14 1 | 1 | Closed | Line | NO | -71.7 | -2 | 71.7 | 239.6 | 30 | 0.1 | -0.26
25135 | NEWBURY PARK 1 2 | 25188 | CALABASAS 2 1 | 3 | Closed | Line | NO | 81.7 | 3.6 | 81.7 | 276.6 | 30 | 0.13 | -11.31
25135 | NEWBURY PARK 1 2 | 25188 | CALABASAS 2 1 | 2 | Closed | Line | NO | 81.7 | 3.6 | 81.7 | 276.6 | 30 | 0.13 | -11.31
25135 | NEWBURY PARK 1 2 | 25188 | CALABASAS 2 1 | 1 | Closed | Line | NO | 81.7 | 3.6 | 81.7 | 276.6 | 30 | 0.13 | -11.31
40363 | CHANDLER 7 1 | 40369 | CHANDLER 10 2 | 2 | Closed | Line | NO | -54.5 | -16.8 | 57.1 | 190.6 | 30 | 0.09 | -0.22
40363 | CHANDLER 7 1 | 40369 | CHANDLER 10 2 | 1 | Closed | Line | NO | -54.5 | -16.8 | 57.1 | 190.6 | 30 | 0.09 | -0.22
28299 | RIALTO 3 1 | 28339 | SAN BERNARDINO 4 1 | 1 | Closed | Line | NO | -63.1 | 33.2 | 71.3 | 238.4 | 30 | 0.1 | -0.05
20017 | LAYTONVILLE 1 | 20010 | GARBERVILLE 1 | 1 | Closed | Line | NO | -70.4 | 8 | 70.9 | 239.4 | 29.9 | 0.59 | -1.77
28453 | SAN DIEGO 13 2 | 28410 | CORONADO 1 1 | 1 | Closed | Line | NO | -68.6 | -18.7 | 71.1 | 237.5 | 29.9 | 0.04 | 0.05
40488 | MARANA 2 1 | 40520 | TUCSON 18 1 | 1 | Closed | Line | NO | 27 | -35 | 44.2 | 147.6 | 29.9 | 0.14 | -0.15
60100 | AVON 3 | 60097 | EDWARDS 2 | 1 | Closed | Line | NO | -40.1 | -30.5 | 50.4 | 168.4 | 29.9 | 0.14 | -0.95
20387 | REDDING 8 1 | 20484 | MIDDLETOWN 6 1 | 1 | Closed | Line | NO | 1209.6 | -366.7 | 1264 | 4223.4 | 29.9 | 6.56 | -697.53
21129 | SAN FRANCISCO 22 1 | 21152 | RICHMOND 2 1 | 1 | Closed | Line | NO | -68.4 | -0.1 | 68.4 | 228.8 | 29.9 | 0.03 | 0.04
21294 | HAYWARD 2 1 | 21257 | REDWOOD CITY 7 1 | 1 | Closed | Line | NO | -69.3 | 7.9 | 69.7 | 233.2 | 29.9 | 0.06 | 0.1
53178 | AZTEC 1 | 60053 | DURANGO 1 1 | 1 | Closed | Line | NO | 51.4 | -8.4 | 52.1 | 174.1 | 29.9 | 0.61 | 0.77
40891 | CHANDLER 16 2 | 40402 | CASA GRANDE 3 3 | 2 | Closed | Line | NO | 55.9 | 10.6 | 56.9 | 190.2 | 29.9 | 0.21 | -0.59
40891 | CHANDLER 16 2 | 40402 | CASA GRANDE 3 3 | 1 | Closed | Line | NO | 55.9 | 10.6 | 56.9 | 190.2 | 29.9 | 0.21 | -0.59
25573 | LOS ANGELES 76 1 | 25551 | LYNWOOD 1 1 | 1 | Closed | Line | NO | -32.4 | -52.8 | 61.9 | 207.1 | 29.9 | 0.04 | -0.06
10030 | OLYMPIA 1 1 | 10988 | ELMA 2 3 | 1 | Closed | Line | NO | -69.8 | 8.5 | 70.4 | 237.7 | 29.9 | 0.52 | -1.62
70117 | WRIGHT 2 1 | 70101 | GLENROCK 2 7 | 1 | Closed | Line | NO | 404 | -68.2 | 409.8 | 1370.1 | 29.9 | 8.86 | -28.04
25652 | LONG BEACH 23 1 | 28100 | SANTA ANA 7 1 | 1 | Closed | Line | NO | 66.4 | -18.3 | 68.9 | 230.3 | 29.9 | 0.13 | -1.1
30449 | BUNKERVILLE 2 1 | 30454 | BUNKERVILLE 2 6 | 1 | Closed | Transformer | YES | -137.1 | -61 | 150 | 510 | 29.9 | 0.09 | 5.56
41004 | TONOPAH 6 1 | 40911 | TONOPAH 4 3 | 1 | Closed | Line | NO | -46.3 | 2.8 | 46.4 | 156.1 | 29.9 | 0.17 | -1.08
28190 | UPLAND 1 1 | 28218 | ONTARIO 5 2 | 2 | Closed | Line | NO | -85.4 | -6.2 | 85.6 | 286.6 | 29.9 | 0.05 | 0.1
28190 | UPLAND 1 1 | 28218 | ONTARIO 5 2 | 1 | Closed | Line | NO | -85.4 | -6.2 | 85.6 | 286.6 | 29.9 | 0.05 | 0.1
28190 | UPLAND 1 1 | 28218 | ONTARIO 5 2 | 3 | Closed | Line | NO | -85.4 | -6.2 | 85.6 | 286.6 | 29.9 | 0.05 | 0.1
60570 | AULT 2 | 60560 | LA SALLE 1 | 1 | Closed | Line | NO | 52.9 | -8.9 | 53.7 | 179.5 | 29.9 | 0.21 | -8.44
13524 | MADRAS 2 2 | 13523 | MADRAS 2 1 | 1 | Closed | Transformer | YES | -432.8 | -87.8 | 441.6 | 1486 | 29.9 | 0.14 | 10.39
40139 | PEORIA 1 1 | 40170 | GLENDALE 21 1 | 1 | Closed | Line | NO | -48.5 | 3 | 48.6 | 162.9 | 29.9 | 0.1 | -0.2
10241 | SEATTLE 7 1 | 10322 | SEATTLE 36 1 | 1 | Closed | Line | NO | -36.6 | -53.4 | 64.8 | 216.9 | 29.9 | 0.05 | -0.82
21173 | RICHMOND 5 3 | 21195 | BERKELEY 2 1 | 1 | Closed | Line | NO | 70.2 | 4 | 70.3 | 235.4 | 29.9 | 0.16 | -0.04
60420 | DENVER 49 1 | 60415 | DENVER 46 1 | 1 | Closed | Line | NO | 31.8 | 34.8 | 47.2 | 158.5 | 29.9 | 0.06 | -0.29
10192 | VANCOUVER 17 1 | 10195 | VANCOUVER 17 4 | 1 | Closed | TransformerWinding | YES | 161.8 | -31 | 164.7 | 556.6 | 29.9 | 0.17 | 7.83
25247 | VAN NUYS 2 1 | 25333 | NORTH HOLLYWOOD 2 2 | 1 | Closed | Line | NO | 68.8 | -9 | 69.4 | 232.3 | 29.9 | 0.05 | -0.22
28782 | REDLANDS 5 2 | 29003 | RIVERSIDE 18 6 | 1 | Closed | Line | NO | 368.7 | 114.8 | 386.2 | 1293.8 | 29.8 | 1.01 | -1.24
10113 | BREMERTON 3 1 | 10128 | BREMERTON 5 2 | 1 | Closed | Line | NO | -43.2 | -48 | 64.5 | 216.3 | 29.8 | 0.14 | -7.74
70111 | ALCOVA 1 1 | 70162 | ALCOVA 2 2 | 1 | Closed | Line | NO | 72 | -9.5 | 72.6 | 243.4 | 29.8 | 0.28 | 0.54
20160 | SACRAMENTO 22 3 | 20510 | SACRAMENTO 36 3 | 1 | Closed | Line | NO | -63.3 | 28.4 | 69.3 | 232.8 | 29.8 | 0.06 | -0.16
28441 | REDLANDS 1 1 | 28402 | SAN BERNARDINO 9 1 | 1 | Closed | Line | NO | 70.8 | -13.8 | 72.2 | 242 | 29.8 | 0.09 | -0.71
10761 | CAMAS 3 2 | 13350 | GRESHAM 1 2 | 1 | Closed | Line | NO | 72.2 | -1.1 | 72.2 | 242.1 | 29.8 | 0.1 | 0.29
50235 | LINDON 1 | 50282 | PROVO 6 2 | 1 | Closed | Line | NO | -87.3 | -3.9 | 87.3 | 293.3 | 29.8 | 0.19 | -2.25
21264 | MENLO PARK 2 1 | 21233 | REDWOOD CITY 5 2 | 1 | Closed | Line | NO | -55.1 | -10.3 | 56.1 | 188.3 | 29.8 | 0.07 | -0.13
25999 | LOS ANGELES 80 1 | 26126 | BURBANK 10 2 | 1 | Closed | Line | NO | -354.1 | -170.5 | 393 | 1319 | 29.8 | 0.92 | -5.31
28624 | HEMET 5 1 | 28656 | PALM SPRINGS 3 2 | 1 | Closed | Line | NO | -72.6 | -5.4 | 72.8 | 245.3 | 29.8 | 0.44 | -6.04
40199 | PHOENIX 23 1 | 40255 | PHOENIX 54 2 | 1 | Closed | Line | NO | -52.6 | -20.9 | 56.6 | 189.9 | 29.8 | 0.1 | -0.76
40199 | PHOENIX 23 1 | 40255 | PHOENIX 54 2 | 2 | Closed | Line | NO | -52.6 | -20.9 | 56.6 | 189.9 | 29.8 | 0.1 | -0.76
40261 | COTTONWOOD 2 2 | 40263 | COTTONWOOD 2 4 | 1 | Closed | TransformerWinding | YES | -287.7 | -4.2 | 287.7 | 966.6 | 29.8 | 0.03 | 2.77
23285 | SAN JOAQUIN 1 2 | 23284 | SAN JOAQUIN 1 1 | 1 | Closed | Transformer | YES | -432.4 | 121.7 | 449.2 | 1509 | 29.8 | 0.19 | 13.03
40168 | GLENDALE 19 1 | 40166 | GLENDALE 17 1 | 1 | Closed | Line | NO | 41.9 | -23.2 | 47.9 | 160.8 | 29.8 | 0.07 | -0.06
20309 | CAMINO 2 | 20312 | CAMINO 5 | 1 | Closed | TransformerWinding | YES | -439.9 | 9.4 | 440 | 1480 | 29.8 | -0.18 | -15.58
10769 | ROCKPORT 1 1 | 10728 | SULTAN 2 1 | 1 | Closed | Line | NO | 397.5 | -2.9 | 397.5 | 1335.7 | 29.8 | 3.28 | -48.08
50155 | NORTH SALT LAKE 1 | 50300 | COALVILLE 1 | 1 | Closed | Line | NO | -83.9 | -2 | 83.9 | 285.6 | 29.8 | 0.5 | -11.94
25274 | CANYON COUNTRY 2 3 | 25299 | VAN NUYS 7 1 | 1 | Closed | Line | NO | 68.7 | -9.9 | 69.4 | 233.3 | 29.8 | 0.26 | -1.93
13294 | PORTLAND 26 1 | 13325 | OREGON CITY 2 2 | 3 | Closed | Line | NO | -78 | 23.7 | 81.6 | 274.4 | 29.8 | 0.03 | -0.07
13294 | PORTLAND 26 1 | 13325 | OREGON CITY 2 2 | 2 | Closed | Line | NO | -78 | 23.7 | 81.6 | 274.4 | 29.8 | 0.03 | -0.07
13294 | PORTLAND 26 1 | 13325 | OREGON CITY 2 2 | 1 | Closed | Line | NO | -78 | 23.7 | 81.6 | 274.4 | 29.8 | 0.03 | -0.07
60489 | COLORADO SPRINGS 12 1 | 60796 | PUEBLO 13 12 | 1 | Closed | Line | NO | -144 | -85.9 | 167.6 | 563.5 | 29.7 | 1.54 | -10.81
60342 | DENVER 23 1 | 60838 | DENVER 57 3 | 1 | Closed | Line | NO | -39.6 | -27.7 | 48.3 | 162.5 | 29.7 | 0.14 | -0.29
77240 | GLASGOW 2 2 | 77004 | GLASGOW 1 1 | 1 | Closed | Line | NO | 74.5 | -10.2 | 75.2 | 252.7 | 29.7 | 1.23 | 0.49
60518 | WALSENBURG 1 | 60594 | FOWLER 1 | 1 | Closed | Line | NO | -50.5 | 1.9 | 50.6 | 173 | 29.7 | 0.91 | 0.57
25973 | LONG BEACH 26 2 | 25972 | LONG BEACH 26 1 | 1 | Closed | Transformer | YES | -129.7 | -6.6 | 129.9 | 438.2 | 29.7 | 0.08 | 5.24
60235 | BROOMFIELD 1 3 | 60347 | DENVER 26 1 | 1 | Closed | Line | NO | -47.5 | -16.9 | 50.4 | 169.4 | 29.7 | 0.02 | -0.07
60828 | LEADVILLE 2 2 | 60827 | LEADVILLE 2 1 | 1 | Closed | Transformer | YES | -233.4 | 3.1 | 233.4 | 786 | 29.7 | 0.14 | 8.99
40658 | CONCHO 1 | 40948 | HEBER 5 2 | 1 | Closed | Line | NO | -48.4 | 1.3 | 48.4 | 164.7 | 29.7 | 0.48 | -2.15
30156 | LAS VEGAS 36 1 | 30153 | LAS VEGAS 33 1 | 1 | Closed | Line | NO | 86.4 | 13.3 | 87.4 | 294.1 | 29.7 | 0.06 | 0.1
41007 | LAKE HAVASU CITY 4 2 | 41006 | LAKE HAVASU CITY 4 1 | 1 | Closed | Transformer | YES | -213.8 | 56.5 | 221.1 | 744.1 | 29.7 | 0.07 | 4.57
40260 | COTTONWOOD 2 1 | 40263 | COTTONWOOD 2 4 | 1 | Closed | TransformerWinding | YES | 357.9 | 26.2 | 358.9 | 1207.6 | 29.7 | 0.1 | 8.05
21722 | CROCKETT 1 | 21725 | CROCKETT 4 | 1 | Closed | TransformerWinding | YES | 137.1 | 8.3 | 137.3 | 462.1 | 29.7 | 0.1 | 3.75
23412 | SHAVER LAKE 2 1 | 23416 | SHAVER LAKE 2 5 | 1 | Closed | TransformerWinding | YES | 429.6 | -72.6 | 435.7 | 1467 | 29.7 | 0.01 | 1.08
50272 | PROVO 3 1 | 50274 | PROVO 4 2 | 1 | Closed | Line | NO | 86.2 | -2.8 | 86.2 | 290.4 | 29.7 | 0.15 | -1.44
25353 | LANCASTER 1 1 | 25935 | ROSAMOND 6 2 | 2 | Closed | Line | NO | -82.7 | -5.9 | 82.9 | 279.6 | 29.7 | 0.05 | -0.08
25353 | LANCASTER 1 1 | 25935 | ROSAMOND 6 2 | 3 | Closed | Line | NO | -82.7 | -5.9 | 82.9 | 279.6 | 29.7 | 0.05 | -0.08
25353 | LANCASTER 1 1 | 25935 | ROSAMOND 6 2 | 1 | Closed | Line | NO | -82.7 | -5.9 | 82.9 | 279.6 | 29.7 | 0.05 | -0.08
21071 | SAN RAFAEL 4 1 | 21055 | GREENBRAE 1 | 1 | Closed | Line | NO | -11.9 | -50 | 51.4 | 173.3 | 29.7 | 0.08 | -2.67
40336 | SCOTTSDALE 8 2 | 40282 | PHOENIX 64 1 | 2 | Closed | Line | NO | 55.2 | -15 | 57.2 | 192.8 | 29.7 | 0.17 | 0.28
40336 | SCOTTSDALE 8 2 | 40282 | PHOENIX 64 1 | 1 | Closed | Line | NO | 55.2 | -15 | 57.2 | 192.8 | 29.7 | 0.17 | 0.28
40498 | TUCSON 9 1 | 40561 | TUCSON 41 1 | 1 | Closed | Line | NO | 46.6 | 11 | 47.9 | 163 | 29.7 | 0.18 | -2.55
28142 | CHINO HILLS 1 2 | 25809 | POMONA 4 3 | 1 | Closed | Line | NO | 41.9 | 52.7 | 67.3 | 228.7 | 29.7 | 0.09 | -0.72
28836 | RANCHO SANTA FE 1 | 28837 | RANCHO SANTA FE 2 | 1 | Closed | Transformer | YES | -10.9 | -5.3 | 12.2 | 41.5 | 29.7 | 0.01 | 0.28
40458 | SAN TAN VALLEY 2 1 | 40409 | GILBERT 7 1 | 1 | Closed | Line | NO | -40.1 | -25.1 | 47.3 | 159.5 | 29.7 | 0.08 | -0.28
50167 | SALT LAKE CITY 14 1 | 50371 | SALT LAKE CITY 30 2 | 1 | Closed | Line | NO | -72.5 | 19.5 | 75.1 | 254.1 | 29.6 | 0.18 | -0.31
28764 | DESERT HOT SPRINGS 4 3 | 28763 | DESERT HOT SPRINGS 4 2 | 1 | Closed | Transformer | YES | -119.7 | -19.2 | 121.2 | 411.7 | 29.6 | 0.06 | 4.35
25198 | CANOGA PARK 2 2 | 25164 | THOUSAND OAKS 4 1 | 1 | Closed | Line | NO | 67.4 | 12.6 | 68.6 | 231.7 | 29.6 | 0.06 | 0.04
25308 | PACOIMA 2 1 | 25290 | SAN FERNANDO 1 | 1 | Closed | Line | NO | -68.5 | -6.7 | 68.9 | 232.9 | 29.6 | 0.12 | -0.09
25148 | MOORPARK 2 2 | 25146 | MOORPARK 1 1 | 1 | Closed | Line | NO | -67.4 | -15.2 | 69 | 233.4 | 29.6 | 0.09 | -0.16
10504 | MONROE 2 1 | 10488 | SNOHOMISH 3 1 | 1 | Closed | Line | NO | 68.5 | 16.4 | 70.5 | 239 | 29.6 | 0.18 | -1.7
25329 | CULVER CITY 1 1 | 25326 | LOS ANGELES 11 1 | 1 | Closed | Line | NO | -36.6 | -49.6 | 61.6 | 208.3 | 29.6 | 0.05 | -0.05
25405 | INGLEWOOD 5 1 | 25584 | BELL GARDENS 1 3 | 1 | Closed | Line | NO | 64.9 | -19.2 | 67.7 | 228.9 | 29.6 | 0.05 | -1.28
60033 | OLATHE 1 | 60060 | MONTROSE 2 2 | 1 | Closed | Line | NO | -48.7 | -7.5 | 49.2 | 168.4 | 29.6 | 0.45 | 0.74
23292 | AUBERRY 1 2 | 23306 | NORTH FORK 1 1 | 1 | Closed | Line | NO | -72.5 | -2.5 | 72.5 | 246.3 | 29.6 | 0.24 | 0.62
30204 | LAS VEGAS 56 1 | 30199 | NORTH LAS VEGAS 8 2 | 1 | Closed | Line | NO | -81.6 | 5.9 | 81.8 | 277.3 | 29.6 | 0.17 | 0.3
60255 | DENVER 4 1 | 60203 | DENVER 2 1 | 1 | Closed | Line | NO | -50.8 | 2.2 | 50.9 | 172.4 | 29.5 | 0.03 | -0.81
40118 | AVONDALE 2 1 | 40147 | GLENDALE 11 1 | 1 | Closed | Line | NO | -49.2 | 4.7 | 49.4 | 167.9 | 29.5 | 0.11 | -0.52
80033 | EL PASO 20 1 | 80044 | EL PASO 26 1 | 1 | Closed | Line | NO | 46 | -7.5 | 46.6 | 157.8 | 29.5 | 0.11 | -3.53
13279 | EAGLE POINT 1 | 13214 | MEDFORD 4 1 | 1 | Closed | Line | NO | -64.1 | 0.2 | 64.1 | 217.9 | 29.5 | 0.23 | -0.45
30183 | LAS VEGAS 46 2 | 30277 | BOULDER CITY 2 1 | 1 | Closed | Line | NO | -83.7 | -15.1 | 85 | 288 | 29.5 | 0.24 | -2.85
13622 | THE DALLES 3 3 | 13621 | THE DALLES 3 2 | 1 | Closed | Transformer | YES | -125.8 | 18.5 | 127.1 | 430.7 | 29.5 | 0.07 | 4.55
28594 | SANTEE 1 1 | 28979 | SAN DIEGO 52 2 | 1 | Closed | Line | NO | -68.3 | -20.6 | 71.3 | 241.6 | 29.5 | 0.11 | -0.8
20261 | NEVADA CITY 1 | 20238 | PENN VALLEY 1 | 1 | Closed | Line | NO | -69 | -11.7 | 70 | 238 | 29.5 | 0.35 | -0.78
40035 | YUMA 5 3 | 40036 | YUMA 5 4 | 1 | Closed | TransformerWinding | YES | -69.8 | -7.9 | 70.3 | 240.8 | 29.5 | 0.07 | 4.78
77247 | BILLINGS 9 1 | 77210 | BILLINGS 8 2 | 1 | Closed | Line | NO | -75.8 | -8.2 | 76.3 | 258.7 | 29.5 | 0.06 | -2.07
28318 | MURRIETA 1 2 | 28319 | MURRIETA 2 1 | 1 | Closed | Line | NO | 70.9 | 4.6 | 71 | 241.1 | 29.5 | 0.13 | 0.2
40031 | YUMA 4 1 | 40951 | YUMA 8 2 | 1 | Closed | Line | NO | 46.4 | -12.4 | 48 | 162.9 | 29.5 | 0.82 | -0.15
10118 | OAK HARBOR 2 2 | 10300 | STANWOOD 1 | 1 | Closed | Line | NO | 66.7 | 22.6 | 70.4 | 239 | 29.5 | 0.2 | -0.36
10229 | SEATTLE 3 1 | 10284 | SEATTLE 21 2 | 1 | Closed | Line | NO | -65.5 | -21.6 | 69 | 234.2 | 29.5 | 0.06 | -0.08
40223 | PHOENIX 36 1 | 40255 | PHOENIX 54 2 | 2 | Closed | Line | NO | -50.3 | -26.5 | 56.9 | 193.1 | 29.4 | 0.22 | -1.24
40223 | PHOENIX 36 1 | 40255 | PHOENIX 54 2 | 1 | Closed | Line | NO | -50.3 | -26.5 | 56.9 | 193.1 | 29.4 | 0.22 | -1.24
21555 | ANTIOCH 3 3 | 21538 | ANTIOCH 1 3 | 1 | Closed | Line | NO | -69.7 | -10.1 | 70.5 | 239.8 | 29.4 | 0.19 | -0.44
25530 | LONG BEACH 3 1 | 26041 | WILMINGTON 4 1 | 2 | Closed | Line | NO | -78.2 | -13.4 | 79.3 | 269.4 | 29.4 | 0.02 | -0.02
25530 | LONG BEACH 3 1 | 26041 | WILMINGTON 4 1 | 1 | Closed | Line | NO | -78.2 | -13.4 | 79.3 | 269.4 | 29.4 | 0.02 | -0.02
40262 | COTTONWOOD 2 3 | 40263 | COTTONWOOD 2 4 | 1 | Closed | TransformerWinding | YES | -70 | -8.3 | 70.5 | 241 | 29.4 | 0.04 | 3.01
13593 | ESTACADA 3 2 | 13592 | ESTACADA 3 1 | 1 | Closed | Transformer | YES | -118.4 | 3.3 | 118.5 | 402.4 | 29.4 | 0.07 | 4.38
21410 | SANTA CLARA 2 2 | 21412 | SANTA CLARA 2 4 | 1 | Closed | TransformerWinding | YES | -134.1 | -3.9 | 134.1 | 456.4 | 29.4 | 0.06 | 3.69
10569 | QUINCY 1 1 | 10587 | MOSES LAKE 2 2 | 1 | Closed | Line | NO | -70.5 | 0.3 | 70.5 | 242 | 29.4 | 0.52 | -4.88
21026 | SANTA ROSA 4 1 | 21029 | SANTA ROSA 4 4 | 1 | Closed | TransformerWinding | YES | 149.7 | 36.5 | 154.1 | 523.5 | 29.4 | 0.14 | 10.36
30164 | LAS VEGAS 39 1 | 30166 | LAS VEGAS 40 1 | 1 | Closed | Line | NO | -82.4 | -22.6 | 85.4 | 290.3 | 29.4 | 0.11 | -0.94
25902 | LEBEC 1 2 | 25901 | LEBEC 1 1 | 1 | Closed | Transformer | YES | -428.3 | 60.9 | 432.6 | 1469.7 | 29.4 | 0.24 | 18.68
10112 | RAINIER 1 1 | 10042 | CENTRALIA 1 1 | 1 | Closed | Line | NO | -70.9 | -2 | 70.9 | 241.9 | 29.4 | 0.32 | -0.96
23258 | PORTERVILLE 3 2 | 23257 | PORTERVILLE 3 1 | 1 | Closed | Transformer | YES | -107.2 | -50.5 | 118.5 | 411.1 | 29.4 | 0.1 | 5.35
20438 | OROVILLE 5 3 | 20168 | OROVILLE 4 1 | 1 | Closed | Line | NO | 66.1 | -16.8 | 68.2 | 231.7 | 29.4 | 0.1 | -0.63
10987 | ELMA 2 2 | 10023 | SHELTON 2 1 | 1 | Closed | Line | NO | 372.8 | 31 | 374 | 1271.3 | 29.4 | 1.41 | -8.95
13249 | PORTLAND 9 3 | 11049 | VANCOUVER 18 2 | 2 | Closed | Line | NO | -79.3 | -16.3 | 80.9 | 275.1 | 29.4 | 0.06 | -1.51
13249 | PORTLAND 9 3 | 11049 | VANCOUVER 18 2 | 3 | Closed | Line | NO | -79.3 | -16.3 | 80.9 | 275.1 | 29.4 | 0.06 | -1.51
13249 | PORTLAND 9 3 | 11049 | VANCOUVER 18 2 | 1 | Closed | Line | NO | -79.3 | -16.3 | 80.9 | 275.1 | 29.4 | 0.06 | -1.51
50209 | SALT LAKE CITY 23 1 | 50212 | SALT LAKE CITY 23 4 | 1 | Closed | TransformerWinding | YES | 305.7 | 43.1 | 308.7 | 1050.9 | 29.4 | -0.02 | -1.29
10594 | KENNEWICK 1 1 | 10975 | KENNEWICK 6 2 | 1 | Closed | Line | NO | -68.3 | -13.6 | 69.7 | 237.6 | 29.4 | 0.27 | -0.37
28482 | SAN DIEGO 22 1 | 28545 | CHULA VISTA 2 1 | 1 | Closed | Line | NO | 70.7 | 6.1 | 70.9 | 241.5 | 29.4 | 0.04 | 0.06
20023 | UKIAH 1 2 | 20022 | UKIAH 1 1 | 1 | Closed | Transformer | YES | -119.9 | -30.8 | 123.8 | 425.9 | 29.4 | 0.1 | 4.43
50061 | OGDEN 1 3 | 50060 | OGDEN 1 2 | 1 | Closed | Transformer | YES | -157.1 | -58.1 | 167.5 | 574.9 | 29.4 | 0.06 | 3.6
50061 | OGDEN 1 3 | 50060 | OGDEN 1 2 | 2 | Closed | Transformer | YES | -157.1 | -58.1 | 167.5 | 574.9 | 29.4 | 0.06 | 3.6
77186 | LIBBY 2 2 | 77185 | LIBBY 2 1 | 1 | Closed | Transformer | YES | -119.2 | 38.5 | 125.2 | 426.7 | 29.4 | 0.07 | 4.82
40209 | PHOENIX 27 1 | 40160 | GLENDALE 13 1 | 1 | Closed | Line | NO | 9.5 | 38.4 | 39.6 | 134.9 | 29.4 | 0.05 | 0.01
25652 | LONG BEACH 23 1 | 28009 | STANTON 1 1 | 1 | Closed | Line | NO | -104.1 | 35.3 | 110 | 374.8 | 29.4 | 0.17 | 0.4
20043 | COTTONWOOD 1 1 | 20045 | RED BLUFF 1 2 | 1 | Closed | Line | NO | 69.8 | -0.4 | 69.8 | 237.8 | 29.3 | 0.28 | -3.53
23009 | WATSONVILLE 2 1 | 21576 | SAN MARTIN 2 | 1 | Closed | Line | NO | -65.7 | 16.3 | 67.7 | 230.9 | 29.3 | 0.12 | 0.29
60803 | MOSCA 3 | 60117 | CENTER 1 | 1 | Closed | Line | NO | 51 | -4.2 | 51.1 | 174.3 | 29.3 | 0.2 | -0.77
60418 | DENVER 48 1 | 60558 | PARKER 5 1 | 1 | Closed | Line | NO | -19.4 | -38.5 | 43.1 | 147.1 | 29.3 | 0.04 | -0.43
30430 | NORTH LAS VEGAS 11 2 | 30139 | LAS VEGAS 25 1 | 1 | Closed | Line | NO | 81.6 | 16 | 83.2 | 284.5 | 29.3 | 0.04 | -1.67
13555 | KLAMATH FALLS 5 2 | 13554 | KLAMATH FALLS 5 1 | 1 | Closed | Transformer | YES | -388.1 | -178.7 | 427.2 | 1480.8 | 29.3 | 0.2 | 16.13
60324 | DENVER 17 1 | 60415 | DENVER 46 1 | 1 | Closed | Line | NO | 49 | -9.2 | 49.9 | 170 | 29.3 | 0.08 | 0.17
21346 | SARATOGA 2 2 | 21378 | SUNNYVALE 5 3 | 1 | Closed | Line | NO | -50.6 | -20 | 54.4 | 185.5 | 29.3 | 0.04 | -0.21
50264 | PLEASANT GROVE 2 2 | 50261 | PLEASANT GROVE 1 1 | 1 | Closed | Line | NO | 79.9 | 32.7 | 86.3 | 294.9 | 29.3 | 0.05 | -0.55
21641 | PITTSBURG 5 1 | 21647 | PITTSBURG 5 7 | 1 | Closed | Transformer | YES | -465.8 | -214.3 | 512.8 | 1785 | 29.3 | 0.26 | 23.85
28536 | SAN DIEGO 38 2 | 28603 | ESCONDIDO 6 1 | 1 | Closed | Line | NO | 71.6 | -0.3 | 71.6 | 244.2 | 29.3 | 0.14 | -2.01
20434 | DUTCH FLAT 1 | 20534 | ALTA 2 1 | 1 | Closed | Line | NO | -65.7 | -20.6 | 68.9 | 235.2 | 29.3 | 0.15 | -0.45
20046 | RED BLUFF 2 1 | 20052 | REDDING 4 1 | 1 | Closed | Line | NO | -69.1 | 6.7 | 69.4 | 238.8 | 29.3 | 0.38 | -1.21
13312 | PORTLAND 36 2 | 10130 | VANCOUVER 7 1 | 1 | Closed | Line | NO | 11.1 | 52.4 | 53.5 | 183 | 29.3 | 0.04 | 0.04
23247 | OROSI 1 | 23483 | FRESNO 26 2 | 1 | Closed | Line | NO | -70.3 | -12.5 | 71.4 | 246.5 | 29.3 | 0.52 | 1.29
53057 | LOS ALAMOS 3 | 53045 | SANTA FE 6 2 | 1 | Closed | Line | NO | -48.1 | -8.8 | 48.9 | 167.2 | 29.2 | 0.16 | -11.2
10176 | BATTLE GROUND 2 2 | 10741 | COUGAR 1 3 | 1 | Closed | Line | NO | -70.7 | -0.2 | 70.7 | 243 | 29.2 | 0.38 | -2.54
26105 | NEWHALL 3 2 | 26104 | NEWHALL 3 1 | 1 | Closed | Transformer | YES | -124.7 | 0.2 | 124.7 | 427 | 29.2 | 0.09 | 5.38
25357 | RANCHO PALOS VERDES 1 | 25486 | CARSON 3 1 | 1 | Closed | Line | NO | -69.4 | -20.5 | 72.4 | 247.6 | 29.2 | 0.05 | -0.01
25347 | NORTH HOLLYWOOD 4 1 | 25356 | NORTH HOLLYWOOD 5 1 | 1 | Closed | Line | NO | 44.6 | 45.7 | 63.9 | 218.4 | 29.2 | 0.04 | -0.04
40575 | TUCSON 48 1 | 40555 | TUCSON 38 2 | 2 | Closed | Line | NO | -53.2 | -16.5 | 55.8 | 190.9 | 29.2 | 0.03 | 0.08
40575 | TUCSON 48 1 | 40555 | TUCSON 38 2 | 1 | Closed | Line | NO | -53.2 | -16.5 | 55.8 | 190.9 | 29.2 | 0.03 | 0.08
20062 | PALO CEDRO 1 | 20348 | ANDERSON 2 1 | 1 | Closed | Line | NO | 68.5 | -1.5 | 68.6 | 234.6 | 29.2 | 0.35 | -0.27
20304 | MIDDLETOWN 1 1 | 20446 | MIDDLETOWN 2 1 | 1 | Closed | Line | NO | -68.1 | 0.2 | 68.1 | 233.1 | 29.2 | 0.03 | 0.02
20284 | POLLOCK PINES 2 2 | 20347 | POLLOCK PINES 4 1 | 1 | Closed | Line | NO | 67.7 | -7.3 | 68.1 | 233 | 29.2 | 0.19 | -1.6
20154 | SACRAMENTO 21 2 | 20510 | SACRAMENTO 36 3 | 1 | Closed | Line | NO | -60.8 | -29.1 | 67.4 | 230.7 | 29.2 | 0.06 | -0.26
25242 | SANTA MONICA 1 1 | 25365 | INGLEWOOD 3 1 | 1 | Closed | Line | NO | 52.6 | 37.9 | 64.8 | 222 | 29.2 | 0.05 | 0.09
50018 | CEDAR CITY 1 1 | 50026 | PAROWAN 2 | 1 | Closed | Line | NO | -87.4 | -1.9 | 87.4 | 301.3 | 29.2 | 0.58 | -1.45
23437 | FRESNO 25 2 | 23308 | FRESNO 22 2 | 1 | Closed | Line | NO | -72.7 | 6 | 72.9 | 250.9 | 29.2 | 0.2 | -1.47
20228 | FAIR OAKS 1 1 | 20518 | LINCOLN 3 5 | 1 | Closed | Line | NO | -52.7 | 36.4 | 64 | 227.5 | 29.2 | 0.15 | -3.87
21742 | LIVERMORE 6 1 | 21594 | ANTIOCH 5 2 | 1 | Closed | Line | NO | -385.1 | -25.4 | 385.9 | 1322.6 | 29.2 | 0.72 | -12.78
23026 | GREENFIELD 2 | 23330 | KING CITY 2 2 | 1 | Closed | Line | NO | -64.6 | -14.3 | 66.2 | 226.9 | 29.2 | 0.3 | -2.48
21615 | LIVERMORE 5 1 | 21741 | SAN JOSE 46 9 | 1 | Closed | Line | NO | 362.5 | 95.5 | 374.9 | 1292.7 | 29.2 | 1.37 | -13.06
40061 | FREDONIA 1 | 40056 | COLORADO CITY 1 | 1 | Closed | Line | NO | -47.2 | 8.7 | 48 | 166.6 | 29.2 | 0.48 | -0.4
23076 | MODESTO 1 1 | 23091 | MODESTO 7 1 | 1 | Closed | Line | NO | -68.1 | -5.6 | 68.3 | 234.5 | 29.2 | 0.09 | -0.85
25643 | DOWNEY 5 1 | 25503 | CARSON 4 1 | 1 | Closed | Line | NO | -10.5 | -54.6 | 55.6 | 190.7 | 29.2 | 0.03 | -0.24
20304 | MIDDLETOWN 1 1 | 21139 | SAINT HELENA 2 | 1 | Closed | Line | NO | 68.1 | -0.2 | 68.1 | 233.6 | 29.2 | 0.39 | -3.91
53063 | ALGODONES 1 1 | 53249 | ALGODONES 2 2 | 1 | Closed | Line | NO | -49.8 | -10.2 | 50.9 | 175.5 | 29.1 | 0.21 | 0.41
28220 | TRABUCO CANYON 2 1 | 28198 | LADERA RANCH 1 | 1 | Closed | Line | NO | 65.4 | 7.4 | 65.9 | 226 | 29.1 | 0.06 | -0.4
21721 | SANTA CLARA 7 2 | 21628 | SANTA CLARA 6 2 | 1 | Closed | Line | NO | -63.7 | -31.3 | 71 | 244.1 | 29.1 | 0.06 | 0.12
28197 | MISSION VIEJO 4 1 | 28252 | CORONA 9 1 | 1 | Closed | Line | NO | -26.2 | 49.1 | 55.7 | 198.6 | 29.1 | 0.1 | -2.37
10013 | ABERDEEN 1 2 | 10076 | GIG HARBOR 1 1 | 1 | Closed | Line | NO | 69 | -10.5 | 69.8 | 239.7 | 29.1 | 0.7 | -7.53
26033 | EL SEGUNDO 3 5 | 25256 | VENICE 1 1 | 1 | Closed | Line | NO | 66.7 | -12.7 | 67.9 | 233 | 29.1 | 0.06 | -0.01
40871 | TUCSON 52 1 | 40553 | TUCSON 37 1 | 1 | Closed | Line | NO | -47.6 | 0.9 | 47.6 | 163.5 | 29.1 | 0.04 | 0.07
21616 | LIVERMORE 5 2 | 21618 | LIVERMORE 5 4 | 1 | Closed | Transformer | YES | -16.2 | -4.8 | 16.9 | 58.4 | 29.1 | 0.02 | 0.34
10111 | ONALASKA 2 | 10213 | MOSSYROCK 1 | 1 | Closed | Line | NO | -68.5 | -5.1 | 68.7 | 236.9 | 29.1 | 0.35 | -1.42
13030 | SEASIDE 1 1 | 13647 | CLATSKANIE 4 3 | 1 | Closed | Line | NO | -68.4 | -5 | 68.6 | 236.6 | 29.1 | 0.43 | -2.89
77282 | HARDIN 3 1 | 77285 | HARDIN 3 4 | 1 | Closed | TransformerWinding | YES | 160.9 | -27.1 | 163.2 | 567.7 | 29.1 | 0.18 | 11.08
25503 | CARSON 4 1 | 25580 | LONG BEACH 13 1 | 1 | Closed | Line | NO | -61.3 | 23.4 | 65.6 | 226.7 | 29.1 | 0.03 | -0.77
60470 | PLATTEVILLE 1 1 | 60448 | MILLIKEN 1 | 1 | Closed | Line | NO | -48.7 | -5.3 | 49 | 168.8 | 29.1 | 0.14 | -0.01
13202 | PORTLAND 1 1 | 13210 | BEAVERTON 6 2 | 1 | Closed | Line | NO | -67.4 | 13.4 | 68.7 | 236.7 | 29.1 | 0.09 | -0.27
21185 | EL CERRITO 1 | 21192 | EL SOBRANTE 1 1 | 1 | Closed | Line | NO | -66.4 | -7.7 | 66.8 | 230.2 | 29.1 | 0.22 | -0.81
20151 | SACRAMENTO 19 1 | 20160 | SACRAMENTO 22 3 | 1 | Closed | Line | NO | -61.6 | -25.9 | 66.9 | 229.9 | 29.1 | 0.09 | -5.02
70080 | CHEYENNE 3 3 | 70086 | CHEYENNE 5 3 | 1 | Closed | Line | NO | 80.1 | -6.3 | 80.3 | 276.3 | 29.1 | 0.53 | -0.42
21728 | HAYWARD 8 2 | 21727 | HAYWARD 8 1 | 3 | Closed | Transformer | YES | -439.3 | -147.3 | 463.3 | 1617.5 | 29.1 | 0.23 | 19.9
21728 | HAYWARD 8 2 | 21727 | HAYWARD 8 1 | 1 | Closed | Transformer | YES | -439.3 | -147.3 | 463.3 | 1617.5 | 29.1 | 0.23 | 19.9
21728 | HAYWARD 8 2 | 21727 | HAYWARD 8 1 | 2 | Closed | Transformer | YES | -439.3 | -147.3 | 463.3 | 1617.5 | 29.1 | 0.23 | 19.9
40490 | SUPERIOR 1 1 | 40549 | MIAMI 1 | 1 | Closed | Line | NO | 46.9 | 4.2 | 47 | 161.8 | 29.1 | 0.2 | -1.65
21132 | SOUTH SAN FRANCISCO 1 1 | 21135 | SOUTH SAN FRANCISCO 1 4 | 1 | Closed | TransformerWinding | YES | 168.3 | -31.4 | 171.2 | 604.4 | 29.1 | 0.3 | 19.96
21098 | SAN FRANCISCO 10 1 | 21111 | SAN FRANCISCO 14 3 | 1 | Closed | Line | NO | -63.4 | 0.4 | 63.4 | 218.5 | 29.1 | 0.14 | -0.74
21357 | SUNNYVALE 2 1 | 21402 | SAN JOSE 3 2 | 1 | Closed | Line | NO | -52.7 | -7.2 | 53.2 | 183.1 | 29.1 | 0.06 | -3.81
53037 | ALAMOGORDO 2 2 | 53036 | ALAMOGORDO 2 1 | 1 | Closed | Transformer | YES | -47.1 | -6.6 | 47.6 | 164.7 | 29.1 | 0.04 | 1.76
10145 | VANCOUVER 9 1 | 10190 | VANCOUVER 16 1 | 1 | Closed | Line | NO | -70.1 | -6.4 | 70.3 | 242.1 | 29.1 | 0.03 | -0.72
21119 | SAN FRANCISCO 19 1 | 21118 | SAN FRANCISCO 18 3 | 1 | Closed | Line | NO | -57.6 | 39.6 | 69.9 | 240.7 | 29.1 | 0.04 | 0.05
40442 | MESA 22 1 | 40477 | GOLD CANYON 2 | 1 | Closed | Line | NO | -45.1 | -12.7 | 46.8 | 161.1 | 29 | 0.3 | -2.46
40133 | PRESCOTT VALLEY 3 1 | 40198 | CLARKDALE 1 | 1 | Closed | Line | NO | -47.9 | -1.5 | 47.9 | 165.7 | 29 | 0.15 | -0.16
74214 | LEWISTON 4 2 | 74216 | LEWISTON 4 4 | 1 | Closed | TransformerWinding | YES | -123.8 | 2.8 | 123.9 | 427 | 29 | -0.07 | -3.79
25610 | MONTEREY PARK 1 | 25565 | LOS ANGELES 73 1 | 1 | Closed | Line | NO | 10 | 52.3 | 53.3 | 184.3 | 29 | 0.03 | -0.23
10483 | SAMMAMISH 3 1 | 10866 | NORTH BEND 2 1 | 1 | Closed | Line | NO | -68.7 | 5 | 68.9 | 239.3 | 29 | 0.38 | -1.47
28428 | SUN CITY 2 1 | 29081 | SUN CITY 4 2 | 1 | Closed | Line | NO | -370.5 | -69.4 | 376.9 | 1299.3 | 29 | 0.44 | -14.34
28009 | STANTON 1 1 | 25700 | CYPRESS 2 1 | 1 | Closed | Line | NO | -76.2 | -15.7 | 77.8 | 269 | 29 | 0.09 | 0.19
20110 | OROVILLE 2 1 | 20130 | MARYSVILLE 5 1 | 1 | Closed | Line | NO | 67.6 | -3 | 67.6 | 233.5 | 29 | 0.4 | -3.18
23346 | SANGER 3 2 | 23224 | REEDLEY 1 1 | 1 | Closed | Line | NO | 67.5 | 17.1 | 69.7 | 240.6 | 29 | 0.22 | 0.26
25309 | PACOIMA 3 1 | 25990 | LANCASTER 8 1 | 1 | Closed | Line | NO | -380.7 | -26.4 | 381.6 | 1320.9 | 29 | 1.78 | -28.78
40503 | TUCSON 12 1 | 40519 | TUCSON 17 1 | 1 | Closed | Line | NO | 47.1 | 1.6 | 47.1 | 162.8 | 29 | 0.18 | -0.06
28079 | SANTA ANA 4 1 | 28117 | IRVINE 3 1 | 1 | Closed | Line | NO | -26.2 | -51.9 | 58.2 | 200.9 | 28.9 | 0.06 | -0.46
70151 | POINT OF ROCKS 1 | 70155 | POINT OF ROCKS 5 | 1 | Closed | Transformer | YES | -224.5 | 48.6 | 229.7 | 793.6 | 28.9 | 0.16 | 8.45
13259 | SILVERTON 1 | 13313 | MOLALLA 1 | 1 | Closed | Line | NO | -66 | -15.5 | 67.8 | 236.8 | 28.9 | 0.71 | 0.3
10506 | DUVALL 1 | 10525 | LEAVENWORTH 1 | 1 | Closed | Line | NO | -65.3 | 13.4 | 66.7 | 237.6 | 28.9 | 0.82 | -5.37
28842 | ESCONDIDO 10 2 | 28978 | SAN DIEGO 52 1 | 1 | Closed | Line | NO | 366 | 63.3 | 371.5 | 1285.1 | 28.9 | 1.21 | -8.6
28001 | HUNTINGTON BEACH 1 1 | 25686 | CERRITOS 2 1 | 3 | Closed | Line | NO | 83.8 | -1.2 | 83.8 | 289.5 | 28.9 | 0.06 | -0.08
28001 | HUNTINGTON BEACH 1 1 | 25686 | CERRITOS 2 1 | 1 | Closed | Line | NO | 83.8 | -1.2 | 83.8 | 289.5 | 28.9 | 0.06 | -0.08
28001 | HUNTINGTON BEACH 1 1 | 25686 | CERRITOS 2 1 | 2 | Closed | Line | NO | 83.8 | -1.2 | 83.8 | 289.5 | 28.9 | 0.06 | -0.08
23202 | FRESNO 20 1 | 23200 | CLOVIS 1 3 | 1 | Closed | Line | NO | 50.9 | 35.4 | 62 | 214.7 | 28.9 | 0.09 | -0.25
40019 | TOPOCK 2 | 40022 | LAKE HAVASU CITY 1 1 | 1 | Closed | Line | NO | 46.8 | 7.1 | 47.3 | 163.6 | 28.9 | 0.36 | -0.57
70058 | EVANSVILLE 1 | 70103 | GLENROCK 3 1 | 1 | Closed | Line | NO | -70.7 | -6.8 | 71 | 246.7 | 28.9 | 0.46 | -1.57
30126 | LAS VEGAS 16 1 | 30127 | LAS VEGAS 17 1 | 1 | Closed | Line | NO | -69.1 | 45.2 | 82.6 | 291.9 | 28.9 | 0.05 | -3.2
21382 | CONCORD 5 1 | 21642 | PITTSBURG 5 2 | 1 | Closed | Line | NO | -381.1 | -41.5 | 383.3 | 1328.2 | 28.9 | 0.97 | -1.94
74075 | BOISE 1 1 | 74084 | BOISE 3 2 | 1 | Closed | Line | NO | -69.3 | -11.6 | 70.2 | 242.9 | 28.9 | 0.03 | -0.09
50145 | RIVERTON 2 2 | 50169 | SALT LAKE CITY 15 1 | 1 | Closed | Line | NO | 80.4 | 7.2 | 80.8 | 279.4 | 28.9 | 0.32 | -0.83
28608 | EL CAJON 2 1 | 28856 | EL CAJON 8 2 | 1 | Closed | Line | NO | -54.4 | -38 | 66.4 | 229.6 | 28.9 | 0.18 | -0.83
25958 | TEHACHAPI 4 2 | 25967 | TEHACHAPI 5 2 | 1 | Closed | Line | NO | 66.3 | -9 | 66.9 | 231.5 | 28.9 | 0.07 | -0.27
60184 | GOLDEN 2 1 | 60675 | BOULDER 9 2 | 1 | Closed | Line | NO | -163.7 | -81.1 | 182.7 | 632.4 | 28.9 | 1 | -5.99
25429 | LOS ANGELES 32 1 | 25410 | TORRANCE 6 2 | 1 | Closed | Line | NO | 62.9 | -20.1 | 66 | 228.5 | 28.9 | 0.04 | 0
21244 | OAKLAND 11 1 | 21297 | SAN LEANDRO 5 1 | 1 | Closed | Line | NO | 65 | -19.4 | 67.8 | 234.8 | 28.9 | 0.04 | 0.1
20234 | ROCKLIN 3 2 | 20210 | ROSEVILLE 4 1 | 1 | Closed | Line | NO | 63.6 | 21.9 | 67.3 | 233 | 28.9 | 0.08 | -0.24
20109 | MAGALIA 2 | 20097 | PARADISE 2 1 | 1 | Closed | Line | NO | 65.3 | 14.4 | 66.9 | 231.6 | 28.9 | 0.3 | 0.39
25531 | ACTON 1 | 25640 | PALMDALE 3 2 | 1 | Closed | Line | NO | 53.8 | -39.1 | 66.5 | 230.3 | 28.9 | 0.09 | -0.24
40389 | CHANDLER 12 1 | 40410 | GILBERT 8 1 | 1 | Closed | Line | NO | -26 | -45 | 52 | 180 | 28.9 | 0.1 | -0.27
13162 | BROWNSVILLE 1 | 13651 | LOWELL 5 2 | 1 | Closed | Line | NO | -64.3 | -16.7 | 66.4 | 230 | 28.9 | 0.47 | -4.16
10544 | YAKIMA 7 2 | 10569 | QUINCY 1 1 | 1 | Closed | Line | NO | -68.3 | -10.7 | 69.1 | 239.5 | 28.9 | 0.52 | -11.36
60293 | DENVER 12 1 | 60390 | DENVER 39 1 | 1 | Closed | Line | NO | 54.8 | -26.7 | 60.9 | 211.1 | 28.9 | 0.1 | -0.88
30019 | RENO 7 1 | 30062 | SPARKS 6 3 | 1 | Closed | Line | NO | -69.7 | -11.8 | 70.7 | 245.1 | 28.9 | 0.15 | -1.67
28842 | ESCONDIDO 10 2 | 28535 | SAN DIEGO 38 1 | 1 | Closed | Line | NO | 368.1 | 59 | 372.8 | 1291.8 | 28.9 | 0.86 | -2.54
21002 | HEALDSBURG 1 | 20486 | MIDDLETOWN 6 3 | 1 | Closed | Line | NO | -69.1 | -7 | 69.4 | 241.6 | 28.8 | 0.36 | -0.86
50035 | DUGWAY 1 | 50050 | TOOELE 2 1 | 1 | Closed | Line | NO | 77.1 | -4.1 | 77.2 | 267.8 | 28.8 | 0.54 | -1.3
21632 | STANFORD 2 1 | 21635 | STANFORD 2 4 | 1 | Closed | TransformerWinding | YES | 169.8 | 12.2 | 170.2 | 590.3 | 28.8 | 0.22 | 10.55
10128 | BREMERTON 5 2 | 10115 | BREMERTON 4 1 | 1 | Closed | Line | NO | 43.5 | 51.8 | 67.6 | 234.5 | 28.8 | 0.16 | 0.19
20186 | SACRAMENTO 32 1 | 20136 | RIO LINDA 1 | 1 | Closed | Line | NO | -67.1 | 3.5 | 67.2 | 233.2 | 28.8 | 0.07 | 0.14
10339 | LYNNWOOD 3 1 | 10401 | BOTHELL 1 3 | 1 | Closed | Line | NO | -68.6 | 1.7 | 68.6 | 238.4 | 28.8 | 0.11 | -0.47
60103 | BUENA VISTA 1 | 60829 | LEADVILLE 2 3 | 1 | Closed | Line | NO | -48.1 | -5.5 | 48.4 | 168.8 | 28.8 | 0.25 | 0.1
21375 | UNION CITY 2 1 | 21521 | PLEASANTON 3 1 | 1 | Closed | Line | NO | -64.7 | 22.5 | 68.5 | 237.9 | 28.8 | 0.07 | 0.07
21701 | TRACY 4 2 | 21585 | TRACY 2 1 | 1 | Closed | Line | NO | 67.3 | 20.2 | 70.3 | 243.9 | 28.8 | 0.17 | 0.27
10810 | RICHLAND 4 3 | 10943 | KAHLOTUS 3 | 1 | Closed | Line | NO | -66.2 | -11.2 | 67.2 | 236.5 | 28.8 | 0.37 | -25.42
13212 | BEAVERTON 7 1 | 13202 | PORTLAND 1 1 | 1 | Closed | Line | NO | 63.1 | -22.8 | 67.1 | 232.9 | 28.8 | 0.05 | -0.08
50332 | BLUFF 2 | 50331 | BLUFF 1 | 1 | Closed | Transformer | YES | -32.6 | 5.8 | 33.1 | 115 | 28.8 | 0.04 | 1.1
25152 | WESTLAKE VILLAGE 1 | 25137 | NEWBURY PARK 2 1 | 1 | Closed | Line | NO | -66.7 | -1.1 | 66.7 | 232 | 28.8 | 0.12 | 0.12
30324 | HENDERSON 15 3 | 30457 | BUNKERVILLE 2 9 | 1 | Closed | Line | NO | -318.3 | -179.1 | 365.2 | 1269 | 28.8 | 0.83 | -12.25
21010 | WINDSOR 1 3 | 21031 | SANTA ROSA 6 1 | 1 | Closed | Line | NO | 69.3 | -3.5 | 69.4 | 241.2 | 28.8 | 0.15 | -0.11
26006 | OXNARD 12 2 | 25841 | OXNARD 10 2 | 1 | Closed | Line | NO | -17.5 | -54.4 | 57.2 | 198.8 | 28.8 | 0.01 | 0.01
60404 | DENVER 44 2 | 60361 | DENVER 30 2 | 1 | Closed | Line | NO | -43 | -22 | 48.3 | 167.9 | 28.8 | 0.03 | -0.15
26113 | MOJAVE 13 2 | 26211 | MOJAVE 15 3 | 1 | Closed | Line | NO | 67.2 | 1.5 | 67.2 | 233.8 | 28.8 | 0.01 | 0.03
60500 | COLORADO SPRINGS 14 1 | 60522 | COLORADO SPRINGS 23 1 | 1 | Closed | Line | NO | 39.8 | 25.3 | 47.2 | 164.3 | 28.8 | 0.07 | -0.21
25864 | MOJAVE 2 1 | 23420 | SHAVER LAKE 2 9 | 1 | Closed | Line | NO | -1156.1 | -226.4 | 1178.1 | 4210 | 28.7 | 6.86 | -561.5
10846 | BURBANK 2 3 | 10845 | BURBANK 2 2 | 1 | Closed | Transformer | YES | -113.6 | -31.3 | 117.9 | 415.4 | 28.7 | 0.09 | 4.98
70036 | GREYBULL 2 | 70040 | STORY 1 | 1 | Closed | Line | NO | -60.2 | 13.3 | 61.7 | 218.6 | 28.7 | 0.84 | -1.33
60002 | FRUITA 2 | 60020 | GRAND JUNCTION 4 1 | 1 | Closed | Line | NO | -45.2 | -17.4 | 48.4 | 168.6 | 28.7 | 0.12 | -1.16
60404 | DENVER 44 2 | 60352 | DENVER 28 1 | 1 | Closed | Line | NO | 46.9 | -13.2 | 48.7 | 169.7 | 28.7 | 0.03 | -0.05
25184 | SIMI VALLEY 4 1 | 26195 | CASTAIC 3 2 | 1 | Closed | Line | NO | -372.2 | -52.3 | 375.9 | 1309.4 | 28.7 | 0.84 | -11.83
25378 | LAWNDALE 2 2 | 25501 | LOS ANGELES 58 1 | 1 | Closed | Line | NO | -55.7 | -38 | 67.5 | 235 | 28.7 | 0.04 | -2.87
53184 | BAYARD 2 | 53237 | TYRONE 2 | 1 | Closed | Line | NO | -48.5 | 9.5 | 49.4 | 174.3 | 28.7 | 0.57 | -0.2
13319 | PORTLAND 39 1 | 13341 | PORTLAND 45 2 | 1 | Closed | Line | NO | -60.1 | -29.2 | 66.8 | 232.8 | 28.7 | 0.11 | -0.59
30352 | BUNKERVILLE 1 2 | 30354 | BUNKERVILLE 1 4 | 1 | Closed | TransformerWinding | YES | -118.7 | 1.6 | 118.7 | 413.9 | 28.7 | -0.06 | -3.99
13253 | PORTLAND 11 1 | 13241 | PORTLAND 7 1 | 1 | Closed | Line | NO | 66.8 | 14.5 | 68.4 | 239.1 | 28.7 | 0.08 | -1.21
10868 | NINE MILE FALLS 2 1 | 10869 | NINE MILE FALLS 2 2 | 1 | Closed | Transformer | YES | -10 | -3.6 | 10.6 | 37.3 | 28.7 | 0.01 | 0.27
26221 | SANTA CLARITA 5 2 | 26220 | SANTA CLARITA 5 1 | 1 | Closed | Transformer | YES | -118.5 | -18.1 | 119.8 | 420.3 | 28.7 | 0.06 | 3.99
21302 | SANTA CRUZ 2 1 | 21454 | LOS GATOS 4 3 | 1 | Closed | Line | NO | 50 | -35.9 | 61.6 | 214.7 | 28.7 | 0.15 | -3.22
13328 | HAPPY VALLEY 1 1 | 13338 | PORTLAND 44 1 | 1 | Closed | Line | NO | -58.4 | -32 | 66.6 | 232.1 | 28.7 | 0.03 | -0.14
70034 | BASIN 1 | 70027 | THERMOPOLIS 1 | 1 | Closed | Line | NO | 71 | -9.6 | 71.7 | 250 | 28.7 | 1.74 | 3.02
40406 | GILBERT 5 1 | 40387 | CHANDLER 11 1 | 1 | Closed | Line | NO | 45.9 | 8.4 | 46.7 | 162.8 | 28.7 | 0.03 | 0.01
28436 | SAN MARCOS 1 1 | 28388 | CARLSBAD 4 2 | 1 | Closed | Line | NO | -61.8 | -28.5 | 68.1 | 237.5 | 28.7 | 0.06 | -0.1
13459 | KENO 1 | 13555 | KLAMATH FALLS 5 2 | 1 | Closed | Line | NO | -314.6 | -196.6 | 371 | 1294.8 | 28.7 | 0.74 | -8.48
10128 | BREMERTON 5 2 | 10138 | GIG HARBOR 3 1 | 1 | Closed | Line | NO | 61.1 | 31.3 | 68.6 | 239.6 | 28.6 | 0.18 | -0.11
25743 | WEST COVINA 1 1 | 25692 | TEMPLE CITY 2 2 | 1 | Closed | Line | NO | 66.2 | -14.2 | 67.7 | 236.4 | 28.6 | 0.06 | 0.07
25766 | AZUSA 1 2 | 25823 | WRIGHTWOOD 2 | 1 | Closed | Line | NO | -65.8 | -9 | 66.4 | 232 | 28.6 | 0.22 | -2.12
23488 | FRESNO 26 7 | 23436 | FRESNO 25 1 | 1 | Closed | Line | NO | 366.2 | -22.8 | 366.9 | 1281.3 | 28.6 | 0.65 | -14.76
10207 | TACOMA 9 1 | 10220 | TACOMA 12 2 | 1 | Closed | Line | NO | -22.2 | -53.3 | 57.7 | 201.8 | 28.6 | 0.05 | -0.01
40108 | SURPRISE 4 2 | 40116 | EL MIRAGE 2 1 | 1 | Closed | Line | NO | 70.5 | 25.4 | 74.9 | 261.8 | 28.6 | 0.13 | 0.34
50425 | PAYSON 3 2 | 50427 | PAYSON 3 4 | 1 | Closed | TransformerWinding | YES | -224 | -21.9 | 225.1 | 786.8 | 28.6 | -0.22 | -17.73
30458 | YERINGTON 2 1 | 30461 | YERINGTON 2 4 | 1 | Closed | Transformer | YES | -114.4 | -52.6 | 126 | 449.6 | 28.6 | 0.11 | 5.88
25386 | TORRANCE 3 1 | 26033 | EL SEGUNDO 3 5 | 1 | Closed | Line | NO | -65.1 | 9.5 | 65.8 | 230.3 | 28.6 | 0.07 | -0.12
10079 | SILVERDALE 1 2 | 10124 | POULSBO 2 2 | 1 | Closed | Line | NO | 62 | 9.8 | 62.8 | 219.6 | 28.6 | 0.11 | 0.03
30388 | SPARKS 9 2 | 30387 | SPARKS 9 1 | 1 | Closed | Transformer | YES | -378.9 | -55.6 | 382.9 | 1348.7 | 28.6 | 0.21 | 14.83
20074 | CHICO 1 2 | 20077 | CHICO 4 1 | 1 | Closed | Line | NO | 64 | 17.7 | 66.4 | 232.4 | 28.6 | 0.12 | 0.3
74208 | RATHDRUM 2 2 | 74006 | RATHDRUM 1 1 | 1 | Closed | Line | NO | 67.8 | 15.6 | 69.5 | 243.3 | 28.6 | 0.29 | -0.82
30458 | YERINGTON 2 1 | 30460 | YERINGTON 2 3 | 1 | Closed | Transformer | YES | -114.5 | -55.9 | 127.4 | 450.2 | 28.6 | 0.04 | 2.66
10158 | TACOMA 2 2 | 10159 | TACOMA 3 1 | 1 | Closed | Line | NO | 3.4 | 43.6 | 43.7 | 155.3 | 28.6 | 0.05 | -0.64
60173 | GOLDEN 1 1 | 60773 | ARVADA 9 1 | 1 | Closed | Line | NO | -37.2 | -28.1 | 46.6 | 163.4 | 28.6 | 0.09 | -0.09
10354 | SEATTLE 43 1 | 10452 | RENTON 5 1 | 1 | Closed | Line | NO | -13.6 | 56.7 | 58.3 | 210 | 28.6 | 0.04 | -1.72
26118 | MOJAVE 13 7 | 25936 | ROSAMOND 6 3 | 1 | Closed | Line | NO | 377.3 | 30.1 | 378.5 | 1327.5 | 28.6 | 0.66 | -13.05
30236 | HENDERSON 10 2 | 30380 | LAS VEGAS 73 2 | 1 | Closed | Line | NO | -81.5 | -5.7 | 81.7 | 286.3 | 28.6 | 0.05 | -0.37
40097 | CHINO VALLEY 1 1 | 40123 | PRESCOTT VALLEY 1 1 | 1 | Closed | Line | NO | 47.1 | -2.1 | 47.1 | 165 | 28.6 | 0.14 | -1.25
30226 | LAS VEGAS 61 1 | 30224 | LAS VEGAS 60 1 | 1 | Closed | Line | NO | -82.6 | 16.9 | 84.3 | 295.4 | 28.5 | 0.02 | -0.05
60675 | BOULDER 9 2 | 60387 | DENVER 37 3 | 1 | Closed | Line | NO | 172.6 | 37.1 | 176.5 | 618.3 | 28.5 | 0.65 | -0.58
53194 | KIRTLAND 1 | 53202 | TOHATCHI 1 | 1 | Closed | Line | NO | 51.6 | -5.2 | 51.9 | 181.7 | 28.5 | 0.7 | -6.15
10923 | BLAINE 2 1 | 10179 | BELLINGHAM 1 1 | 1 | Closed | Line | NO | 66.6 | 12.7 | 67.7 | 237.4 | 28.5 | 0.26 | 0.41
20262 | QUINCY 2 1 | 20386 | MEADOW VALLEY 2 2 | 1 | Closed | Line | NO | -65.9 | 32.2 | 73.4 | 259.2 | 28.5 | 0.27 | -0.77
60272 | LITTLETON 5 1 | 60329 | ENGLEWOOD 1 1 | 1 | Closed | Line | NO | 48.2 | -7.3 | 48.8 | 171 | 28.5 | 0.07 | -1.07
13651 | LOWELL 5 2 | 13197 | LEBANON 1 1 | 1 | Closed | Line | NO | 62.5 | 17.7 | 65 | 228 | 28.5 | 0.47 | -0.31
40167 | GLENDALE 18 1 | 40138 | GLENDALE 10 1 | 1 | Closed | Line | NO | 41.2 | -34.8 | 53.9 | 189.2 | 28.5 | 0.03 | 0.04
28045 | GARDEN GROVE 4 1 | 28054 | ANAHEIM 6 1 | 1 | Closed | Line | NO | 56 | 35.4 | 66.2 | 232.8 | 28.5 | 0.04 | -0.33
20532 | EUREKA 3 3 | 20531 | EUREKA 3 2 | 1 | Closed | Transformer | YES | -117.8 | -32.5 | 122.2 | 432.2 | 28.5 | 0.05 | 3.42
28393 | VISTA 3 2 | 29004 | ESCONDIDO 12 1 | 1 | Closed | Line | NO | -67.4 | -10.4 | 68.2 | 239.3 | 28.5 | 0.13 | -0.73
40199 | PHOENIX 23 1 | 40193 | NEW RIVER 1 | 1 | Closed | Line | NO | 44.4 | 10.8 | 45.7 | 160.5 | 28.5 | 0.14 | -0.73
28113 | IRVINE 1 1 | 28117 | IRVINE 3 1 | 1 | Closed | Line | NO | 2.6 | 53.2 | 53.3 | 190.9 | 28.5 | 0.06 | -1.07
10097 | WOODLAND 1 1 | 10954 | ARIEL 2 | 1 | Closed | Line | NO | -67.9 | 6.8 | 68.2 | 240.3 | 28.5 | 0.24 | 0.28
25784 | COVINA 4 1 | 25812 | POMONA 6 2 | 1 | Closed | Line | NO | -48.9 | -39.1 | 62.6 | 220.6 | 28.5 | 0.07 | 0.19
40509 | TUCSON 14 1 | 40512 | TUCSON 14 4 | 1 | Closed | TransformerWinding | YES | 279.1 | 40.2 | 282 | 991.1 | 28.5 | 0.38 | 25.93
77215 | HARDIN 2 2 | 77214 | HARDIN 2 1 | 1 | Closed | Transformer | YES | -158.6 | 20.7 | 160 | 562.4 | 28.4 | 0.1 | 5.6
40101 | GOODYEAR 3 3 | 40136 | PHOENIX 2 2 | 1 | Closed | Line | NO | -12.6 | 36 | 38.1 | 135 | 28.4 | 0.06 | -0.26
20485 | MIDDLETOWN 6 2 | 20484 | MIDDLETOWN 6 1 | 3 | Closed | Transformer | YES | -450 | -55.2 | 453.3 | 1600.2 | 28.4 | 0.14 | 11.36
20485 | MIDDLETOWN 6 2 | 20484 | MIDDLETOWN 6 1 | 1 | Closed | Transformer | YES | -450 | -55.2 | 453.3 | 1600.2 | 28.4 | 0.14 | 11.36
20485 | MIDDLETOWN 6 2 | 20484 | MIDDLETOWN 6 1 | 2 | Closed | Transformer | YES | -450 | -55.2 | 453.3 | 1600.2 | 28.4 | 0.14 | 11.36
10347 | SEATTLE 42 2 | 10349 | SEATTLE 42 4 | 1 | Closed | TransformerWinding | YES | -122.9 | 49.9 | 132.7 | 467.6 | 28.4 | -0.01 | -0.8
21210 | BERKELEY 4 1 | 21251 | OAKLAND 14 3 | 1 | Closed | Line | NO | -62.5 | -19.9 | 65.6 | 230.8 | 28.4 | 0.11 | -0.25
10670 | PULLMAN 2 1 | 10826 | POMEROY 1 3 | 1 | Closed | Line | NO | -59 | -27.6 | 65.2 | 229.6 | 28.4 | 0.32 | -0.45
25565 | LOS ANGELES 73 1 | 25570 | LOS ANGELES 74 1 | 1 | Closed | Line | NO | -53.4 | 34 | 63.3 | 224 | 28.4 | 0.04 | -0.66
28647 | PALM SPRINGS 1 1 | 28859 | NORTH PALM SPRINGS 3 1 | 1 | Closed | Line | NO | -68.4 | -0.9 | 68.4 | 241.8 | 28.4 | 0.27 | -0.03
13432 | WALLA WALLA 2 2 | 13430 | WALLA WALLA 1 3 | 1 | Closed | Line | NO | 66.6 | 1.6 | 66.6 | 234.4 | 28.4 | 0.07 | -0.45
29038 | NORTH PALM SPRINGS 6 1 | 28648 | PALM SPRINGS 2 1 | 1 | Closed | Line | NO | 67 | 4.5 | 67.1 | 236.4 | 28.4 | 0.06 | -0.15
20190 | SACRAMENTO 33 1 | 20289 | MCCLELLAN 2 | 1 | Closed | Line | NO | -61.5 | -23.5 | 65.9 | 232.2 | 28.4 | 0.09 | 0.02
40958 | GILA BEND 6 3 | 40720 | GILA BEND 2 1 | 1 | Closed | Line | NO | 46 | -2.9 | 46.1 | 162.2 | 28.4 | 0.11 | 0.23
25986 | PASADENA 8 3 | 26126 | BURBANK 10 2 | 1 | Closed | Line | NO | -337.5 | -152.9 | 370.5 | 1304.8 | 28.4 | 0.63 | -7.87
25426 | LOS ANGELES 31 2 | 25452 | LOS ANGELES 41 1 | 1 | Closed | Line | NO | 64.9 | -9.7 | 65.6 | 231.1 | 28.4 | 0.1 | 0.08
21036 | SANTA ROSA 7 2 | 21038 | SANTA ROSA 7 4 | 1 | Closed | TransformerWinding | YES | -116.2 | -32.8 | 120.8 | 425.7 | 28.4 | -0.02 | -1.17
60424 | COLORADO SPRINGS 3 1 | 60854 | COLORADO SPRINGS 34 3 | 1 | Closed | Line | NO | -46.7 | -10.5 | 47.8 | 168.7 | 28.4 | 0.09 | -0.29
23299 | INYOKERN 1 2 | 23332 | INYOKERN 2 2 | 1 | Closed | Line | NO | 69.7 | 7.2 | 70.1 | 247.1 | 28.4 | 0.04 | -0.31
30106 | LAS VEGAS 6 1 | 30186 | LAS VEGAS 49 1 | 1 | Closed | Line | NO | -79.1 | -13.3 | 80.2 | 282.9 | 28.4 | 0.03 | -1.26
60803 | MOSCA 3 | 60115 | MONTE VISTA 3 | 1 | Closed | Line | NO | 48.5 | -3.1 | 48.6 | 171.4 | 28.4 | 0.46 | 0.84
50240 | SALT LAKE CITY 27 2 | 50244 | SANDY 7 1 | 1 | Closed | Line | NO | 72.5 | 43.4 | 84.5 | 298.3 | 28.3 | 0.11 | -0.29
40352 | CHANDLER 6 1 | 40738 | TEMPE 9 2 | 1 | Closed | Line | NO | -53.9 | 2 | 53.9 | 190.5 | 28.3 | 0.1 | -0.33
40352 | CHANDLER 6 1 | 40738 | TEMPE 9 2 | 2 | Closed | Line | NO | -53.9 | 2 | 53.9 | 190.5 | 28.3 | 0.1 | -0.33
40148 | GLENDALE 12 1 | 40796 | PHOENIX 73 3 | 2 | Closed | Line | NO | -56.3 | 4.6 | 56.5 | 199.5 | 28.3 | 0.05 | 0.09
40148 | GLENDALE 12 1 | 40796 | PHOENIX 73 3 | 3 | Closed | Line | NO | -56.3 | 4.6 | 56.5 | 199.5 | 28.3 | 0.05 | 0.09
40148 | GLENDALE 12 1 | 40796 | PHOENIX 73 3 | 1 | Closed | Line | NO | -56.3 | 4.6 | 56.5 | 199.5 | 28.3 | 0.05 | 0.09
25346 | LOS ANGELES 14 1 | 25327 | LOS ANGELES 12 1 | 1 | Closed | Line | NO | 64 | 7.7 | 64.4 | 227.6 | 28.3 | 0.04 | -0.67
30124 | LAS VEGAS 15 2 | 30103 | LAS VEGAS 3 2 | 1 | Closed | Line | NO | 86 | 8.3 | 86.4 | 305.3 | 28.3 | 0.05 | 0.03
50284 | PROVO 6 4 | 50446 | HUNTINGTON 2 1 | 1 | Closed | Line | NO | -837.1 | -40.6 | 838.1 | 2988.4 | 28.3 | 6.5 | -104.47
10627 | COLVILLE 1 | 10623 | KETTLE FALLS 1 3 | 1 | Closed | Line | NO | -63.5 | -14 | 65 | 229.8 | 28.3 | 0.22 | -3.4
20419 | FORESTHILL 2 2 | 20454 | FORESTHILL 3 1 | 1 | Closed | Line | NO | 63 | 9.8 | 63.8 | 225.5 | 28.3 | 0.25 | 0.83
21745 | GILROY 4 2 | 23034 | HOLLISTER 1 1 | 1 | Closed | Line | NO | 63.4 | 20.3 | 66.6 | 238.2 | 28.3 | 0.14 | -2.73
10205 | TACOMA 8 1 | 10365 | PUYALLUP 6 1 | 1 | Closed | Line | NO | -58.9 | -30.9 | 66.5 | 235.4 | 28.3 | 0.18 | -0.45
10310 | SEATTLE 28 1 | 10326 | LYNNWOOD 2 1 | 1 | Closed | Line | NO | 7 | 46 | 46.5 | 166 | 28.3 | 0.04 | -0.42
77239 | GLASGOW 2 1 | 77242 | GLASGOW 2 4 | 1 | Closed | TransformerWinding | YES | 141.7 | -29.3 | 144.7 | 515.3 | 28.3 | 0.07 | 4.79
23437 | FRESNO 25 2 | 23436 | FRESNO 25 1 | 1 | Closed | Transformer | YES | -117.9 | -2.3 | 117.9 | 417.9 | 28.3 | 0.06 | 3.95
28795 | RANCHO CUCAMONGA 8 2 | 28217 | ONTARIO 5 1 | 1 | Closed | Line | NO | 367.8 | 9.4 | 367.9 | 1302.3 | 28.3 | 0.54 | -6.87
10095 | STEILACOOM 2 | 11010 | SHELTON 4 4 | 1 | Closed | Line | NO | -67.6 | -0.3 | 67.6 | 241.8 | 28.2 | 0.4 | -6.97
30348 | LAS VEGAS 71 1 | 30349 | LAS VEGAS 71 2 | 1 | Closed | Transformer | YES | -47.9 | -22.3 | 52.8 | 190.7 | 28.2 | 0.06 | 2.2
25744 | WEST COVINA 2 1 | 28142 | CHINO HILLS 1 2 | 1 | Closed | Line | NO | -61 | -19.7 | 64.1 | 227.1 | 28.2 | 0.09 | -0.7
21448 | SUISUN CITY 1 1 | 21759 | BIRDS LANDING 6 1 | 1 | Closed | Line | NO | 64.8 | 16.8 | 66.9 | 238.5 | 28.2 | 0.04 | -1.75
50003 | SAINT GEORGE 1 1 | 50016 | LA VERKIN 1 | 1 | Closed | Line | NO | -85.3 | 5.2 | 85.5 | 305.6 | 28.2 | 0.33 | -5.26
26084 | LEBEC 2 2 | 26083 | LEBEC 2 1 | 1 | Closed | Transformer | YES | -118.8 | -9.1 | 119.2 | 423.8 | 28.2 | 0.07 | 4.08
28065 | FULLERTON 4 1 | 28875 | ANAHEIM 14 2 | 1 | Closed | Line | NO | -48.7 | 40.5 | 63.3 | 225.2 | 28.2 | 0.07 | -0.37
50401 | MONA 2 2 | 50198 | MONA 1 1 | 1 | Closed | Line | NO | 79.2 | 6.9 | 79.5 | 281.8 | 28.2 | 0.25 | -0.46
50249 | PROVO 1 1 | 50267 | SALEM 14 1 | 1 | Closed | Line | NO | -79.8 | -13.5 | 80.9 | 286.7 | 28.2 | 0.34 | -5.51
50327 | FORT DUCHESNE 1 | 50341 | VERNAL 1 2 | 1 | Closed | Line | NO | -79.2 | 3.8 | 79.3 | 295.2 | 28.2 | 0.19 | -21.16
28257 | FONTANA 3 1 | 28832 | COLTON 3 2 | 1 | Closed | Line | NO | -66.5 | 3.3 | 66.6 | 236.7 | 28.2 | 0.12 | -0.15
10315 | SEATTLE 31 1 | 10233 | SEATTLE 4 1 | 1 | Closed | Line | NO | -25.1 | -52.2 | 57.9 | 205.3 | 28.2 | 0.02 | -0.01
30323 | HENDERSON 15 2 | 30222 | HENDERSON 8 1 | 1 | Closed | Line | NO | 80 | 14.7 | 81.3 | 288.5 | 28.2 | 0.05 | 0
28119 | YORBA LINDA 1 2 | 28125 | ORANGE 4 1 | 1 | Closed | Line | NO | 62.9 | -24.2 | 67.4 | 239 | 28.2 | 0.06 | 0.03
70072 | CHEYENNE 1 2 | 70076 | CHEYENNE 2 2 | 1 | Closed | Line | NO | -47.5 | -8 | 48.2 | 171.1 | 28.2 | 0.02 | 0
60004 | LOMA 1 | 60017 | GRAND JUNCTION 2 2 | 1 | Closed | Line | NO | -47 | -6.9 | 47.5 | 168.7 | 28.2 | 0.29 | -1.96
25304 | LOS ANGELES 8 1 | 25402 | LOS ANGELES 24 2 | 1 | Closed | Line | NO | -63 | -14.6 | 64.7 | 229.8 | 28.2 | 0.08 | 0.05
25581 | LONG BEACH 14 1 | 25561 | SOUTH GATE 1 1 | 1 | Closed | Line | NO | 59.1 | -16.6 | 61.4 | 217.9 | 28.2 | 0.02 | -0.17
21499 | CLAYTON 1 | 21470 | SAN RAMON 4 1 | 1 | Closed | Line | NO | 68 | -0.3 | 68 | 241.5 | 28.2 | 0.1 | -0.26
10315 | SEATTLE 31 1 | 10467 | SNOHOMISH 2 1 | 1 | Closed | Line | NO | -65.2 | 12 | 66.3 | 237.1 | 28.2 | 0.13 | -2.07
30067 | DAYTON 7 1 | 30049 | CARSON CITY 4 1 | 1 | Closed | Line | NO | 67.5 | -27.6 | 73 | 259 | 28.2 | 0.25 | -3.13
28842 | ESCONDIDO 10 2 | 28408 | SAN DIEGO 4 6 | 1 | Closed | Line | NO | 353.6 | 65.2 | 359.6 | 1280.7 | 28.2 | 0.99 | -10.29
30105 | LAS VEGAS 5 1 | 30129 | LAS VEGAS 18 2 | 1 | Closed | Line | NO | 79.2 | 20.4 | 81.8 | 290.8 | 28.1 | 0.13 | -0.64
30132 | LAS VEGAS 20 1 | 30174 | NORTH LAS VEGAS 5 2 | 1 | Closed | Line | NO | 26.3 | -62.1 | 67.5 | 239.8 | 28.1 | 0.01 | -0.19
40125 | YOUNGTOWN 1 | 40080 | WADDELL 2 | 1 | Closed | Line | NO | -45.1 | -5 | 45.4 | 161.2 | 28.1 | 0.07 | -1.16
21389 | FAIRFIELD 4 2 | 21465 | VACAVILLE 4 3 | 1 | Closed | Line | NO | 63 | 20 | 66.1 | 235.1 | 28.1 | 0.1 | 0.03
10249 | SEATTLE 9 1 | 10291 | SEATTLE 23 1 | 1 | Closed | Line | NO | -3.4 | 54 | 54.1 | 192.8 | 28.1 | 0.02 | -0.08
29038 | NORTH PALM SPRINGS 6 1 | 28764 | DESERT HOT SPRINGS 4 3 | 1 | Closed | Line | NO | -62.6 | -21.1 | 66.1 | 235.1 | 28.1 | 0.02 | 0.05
10550 | WENATCHEE 2 1 | 10980 | ELLENSBURG 4 2 | 1 | Closed | Line | NO | -58.3 | -27.4 | 64.4 | 229 | 28.1 | 0.31 | -10.02
28472 | SAN DIEGO 16 1 | 28549 | SAN DIEGO 41 2 | 1 | Closed | Line | NO | -64.6 | -8.3 | 65.1 | 231.7 | 28.1 | 0.05 | -0.49
26132 | AVILA BEACH 3 | 25018 | PISMO BEACH 1 | 1 | Closed | Line | NO | 64 | -6.2 | 64.3 | 228.8 | 28.1 | 0.2 | -0.69
40554 | TUCSON 38 1 | 40557 | TUCSON 38 4 | 1 | Closed | TransformerWinding | YES | 274 | 73.6 | 283.7 | 1009.1 | 28.1 | 0.27 | 23.56
70159 | GLENROCK 5 1 | 70179 | GLENROCK 6 1 | 1 | Closed | Line | NO | 67.7 | 10.8 | 68.6 | 243.9 | 28.1 | 0.08 | -0.12
25404 | SUNLAND 1 | 25550 | LA CANADA FLINTRIDGE 1 | 2 | Closed | Line | NO | 75.2 | 12.5 | 76.2 | 271.2 | 28.1 | 0.15 | -0.51
25404 | SUNLAND 1 | 25550 | LA CANADA FLINTRIDGE 1 | 1 | Closed | Line | NO | 75.2 | 12.5 | 76.2 | 271.2 | 28.1 | 0.15 | -0.51
60258 | DENVER 6 1 | 60272 | LITTLETON 5 1 | 1 | Closed | Line | NO | -32.1 | -30.9 | 44.5 | 158.6 | 28.1 | 0.08 | -0.04
40387 | CHANDLER 11 1 | 40363 | CHANDLER 7 1 | 1 | Closed | Line | NO | -44.1 | -10.4 | 45.3 | 161.4 | 28.1 | 0.06 | 0.06
28377 | LA JOLLA 1 1 | 28447 | SAN DIEGO 10 1 | 1 | Closed | Line | NO | -63.6 | -15.4 | 65.5 | 233.6 | 28.1 | 0.22 | -0.13
20069 | SHINGLETOWN 1 | 20292 | BURNEY 1 2 | 1 | Closed | Line | NO | -61.3 | 18.1 | 63.9 | 235.2 | 28.1 | 0.44 | -5.37
20258 | SHINGLE SPRINGS 1 1 | 20239 | RANCHO CORDOVA 3 1 | 1 | Closed | Line | NO | 62.1 | 0.4 | 62.1 | 221.5 | 28.1 | 0.07 | -4.3
25005 | SAN LUIS OBISPO 1 2 | 25004 | SAN LUIS OBISPO 1 1 | 1 | Closed | Transformer | YES | -117.4 | -14.1 | 118.3 | 423.5 | 28.1 | 0.06 | 4.21
20411 | ALTA 1 2 | 20410 | ALTA 1 1 | 1 | Closed | Transformer | YES | -113.7 | -19.7 | 115.4 | 413.7 | 28.1 | 0.06 | 3.5
74235 | CLARK FORK 2 | 74056 | SAGLE 1 | 1 | Closed | Line | NO | 69.2 | 4.3 | 69.4 | 247.1 | 28.1 | 0.6 | 1.46
28304 | LAKE ELSINORE 2 1 | 29082 | SUN CITY 4 3 | 1 | Closed | Line | NO | -62.5 | -18.1 | 65.1 | 231.9 | 28.1 | 0.22 | -1.15
10160 | BAINBRIDGE ISLAND 1 | 10272 | SEATTLE 18 1 | 1 | Closed | Line | NO | -60.9 | -4.8 | 61.1 | 218.1 | 28.1 | 0.15 | -0.06
13572 | TOLEDO 2 2 | 13020 | WALDPORT 1 | 1 | Closed | Line | NO | 69.7 | 10.1 | 70.4 | 251 | 28.1 | 0.34 | 0.05
40867 | CASA GRANDE 5 2 | 40866 | CASA GRANDE 5 1 | 1 | Closed | Transformer | YES | -209.1 | -34.8 | 212 | 760.7 | 28.1 | 0.11 | 7.44
13096 | BANKS 1 | 13084 | FOREST GROVE 1 | 1 | Closed | Line | NO | 66.1 | -1.8 | 66.1 | 235.8 | 28 | 0.43 | -0.28
50242 | OREM 3 1 | 50251 | SPANISH FORK 1 1 | 1 | Closed | Line | NO | -81.5 | 3.9 | 81.6 | 292.5 | 28 | 0.25 | -1.86
53142 | LA MESA 4 1 | 53117 | MESQUITE 2 1 | 1 | Closed | Line | NO | 50 | 4.2 | 50.2 | 179 | 28 | 0.44 | -0.34
28218 | ONTARIO 5 2 | 25800 | LA VERNE 1 1 | 1 | Closed | Line | NO | 58.9 | -24 | 63.6 | 226.9 | 28 | 0.11 | -0.62
28139 | IRVINE 7 1 | 28870 | CORONA 11 1 | 1 | Closed | Line | NO | -63.4 | 2.9 | 63.4 | 227.4 | 28 | 0.24 | -1.14
23390 | STOCKTON 15 2 | 23053 | STOCKTON 12 2 | 1 | Closed | Line | NO | 58.7 | 30.9 | 66.3 | 237 | 28 | 0.08 | -0.29
77144 | STEVENSVILLE 1 | 77134 | MISSOULA 2 2 | 1 | Closed | Line | NO | -59.7 | -27.8 | 65.9 | 235.3 | 28 | 0.28 | -0.64
13051 | GRANTS PASS 2 2 | 13059 | GRANTS PASS 3 2 | 1 | Closed | Line | NO | -64.4 | -10.6 | 65.3 | 233.4 | 28 | 0.23 | -1.14
21188 | REDWOOD CITY 2 1 | 21201 | SAN CARLOS 2 1 | 1 | Closed | Line | NO | 51.5 | -9.2 | 52.3 | 186.7 | 28 | 0.11 | -0.79
13516 | WASCO 2 1 | 13519 | WASCO 2 4 | 1 | Closed | Transformer | YES | -132.3 | 24.4 | 134.6 | 480.6 | 28 | 0.05 | 2.76
53098 | ALBUQUERQUE 16 2 | 53307 | ALBUQUERQUE 31 3 | 1 | Closed | Line | NO | -40.8 | -20.3 | 45.5 | 162.7 | 28 | 0.15 | -1.4
25331 | CULVER CITY 2 1 | 25261 | VAN NUYS 3 1 | 1 | Closed | Line | NO | 0.5 | -50.2 | 50.2 | 179.4 | 28 | 0.03 | -0.35
21409 | SANTA CLARA 2 1 | 21412 | SANTA CLARA 2 4 | 1 | Closed | TransformerWinding | YES | 134.2 | 10.8 | 134.6 | 481.4 | 28 | 0.05 | 3.21
25556 | LOS ANGELES 71 1 | 25498 | LOS ANGELES 55 1 | 1 | Closed | Line | NO | -63.1 | 9.6 | 63.9 | 228.5 | 28 | 0.03 | 0
10810 | RICHLAND 4 3 | 10577 | SUNNYSIDE 1 1 | 1 | Closed | Line | NO | 64.2 | 8 | 64.7 | 231.5 | 28 | 0.29 | -1.86
53139 | RIO RANCHO 3 1 | 53149 | ALBUQUERQUE 28 1 | 1 | Closed | Line | NO | -26 | 34.6 | 43.3 | 156.5 | 27.9 | 0.22 | -0.41
50447 | HUNTINGTON 2 2 | 50306 | HUNTINGTON 1 3 | 1 | Closed | Line | NO | 80.7 | -6.8 | 81 | 289.9 | 27.9 | 0.23 | -0.87
28402 | SAN BERNARDINO 9 1 | 28329 | SAN BERNARDINO 3 1 | 1 | Closed | Line | NO | -9.3 | -53.1 | 53.9 | 193.4 | 27.9 | 0.06 | 0.11
80072 | EL PASO 33 1 | 80062 | SAN ELIZARIO 3 | 1 | Closed | Line | NO | -21.7 | -35.2 | 41.4 | 148.1 | 27.9 | 0.07 | -0.68
25480 | LOS ANGELES 51 1 | 25562 | SOUTH GATE 2 1 | 1 | Closed | Line | NO | 37.3 | 47.5 | 60.4 | 216.4 | 27.9 | 0.07 | -0.01
20026 | HAYFORK 1 | 20010 | GARBERVILLE 1 | 1 | Closed | Line | NO | 63.3 | -10.4 | 64.2 | 229.9 | 27.9 | 0.5 | -4.9
50371 | SALT LAKE CITY 30 2 | 50373 | SALT LAKE CITY 30 4 | 1 | Closed | TransformerWinding | YES | -214.4 | -24.5 | 215.8 | 773.1 | 27.9 | -0.12 | -7.65
10654 | SPOKANE 13 2 | 74002 | POST FALLS 1 1 | 1 | Closed | Line | NO | -50.3 | 37.4 | 62.7 | 238.2 | 27.9 | 0.2 | -5.83
25510 | LOS ANGELES 62 1 | 25536 | HUNTINGTON PARK 3 1 | 1 | Closed | Line | NO | 36.7 | 46.3 | 59.1 | 216.9 | 27.9 | 0.06 | -1.88
28547 | SAN DIEGO 40 1 | 28932 | SAN DIEGO 51 5 | 1 | Closed | Line | NO | -58.4 | -28.5 | 65 | 233.1 | 27.9 | 0.06 | -0.01
10407 | BELLEVUE 2 1 | 10437 | BELLEVUE 5 1 | 1 | Closed | Line | NO | -66 | 2.8 | 66 | 237.2 | 27.9 | 0.02 | -1.33
20124 | SACRAMENTO 7 1 | 20175 | SACRAMENTO 28 1 | 1 | Closed | Line | NO | -51.5 | 35.4 | 62.5 | 226.1 | 27.9 | 0.05 | -0.91
40089 | PRESCOTT 3 2 | 40083 | PRESCOTT 2 1 | 1 | Closed | Line | NO | 46.4 | 12.1 | 48 | 172.2 | 27.9 | 0.41 | 0.85
21263 | MENLO PARK 1 1 | 21321 | CUPERTINO 1 3 | 1 | Closed | Line | NO | -40.3 | -24.8 | 47.3 | 169.7 | 27.9 | 0.04 | -0.26
10668 | SPOKANE 19 1 | 10678 | LIBERTY LAKE 1 | 1 | Closed | Line | NO | -63.7 | -16.8 | 65.9 | 236.5 | 27.9 | 0.15 | -1.31
40565 | TONALEA 1 | 40588 | SHONTO 2 | 1 | Closed | Line | NO | 45.3 | -0.7 | 45.3 | 162.5 | 27.8 | 0.25 | -0.03
10426 | EVERETT 7 1 | 10489 | SNOHOMISH 4 1 | 1 | Closed | Line | NO | -33.1 | 49.7 | 59.7 | 215.4 | 27.8 | 0.07 | -0.22
40078 | PAULDEN 2 | 40067 | ASH FORK 1 | 1 | Closed | Line | NO | -47.9 | 1.6 | 48 | 174.1 | 27.8 | 0.52 | -0.04
40748 | FORT HUACHUCA 2 2 | 40599 | FORT HUACHUCA 1 1 | 1 | Closed | Line | NO | 44.9 | 9.7 | 46 | 165.1 | 27.8 | 0.04 | -0.05
23124 | ATWATER 2 2 | 23126 | ATWATER 2 4 | 1 | Closed | TransformerWinding | YES | -120 | -21.6 | 121.9 | 442.5 | 27.8 | 0.1 | 5.69
40656 | CHINLE 2 | 40645 | BLUE GAP 1 | 1 | Closed | Line | NO | 45.1 | -0.9 | 45.1 | 162 | 27.8 | 0.33 | 0.42
25646 | LONG BEACH 21 1 | 25838 | CARSON 5 3 | 1 | Closed | Line | NO | 57.2 | -19.1 | 60.3 | 216.6 | 27.8 | 0.09 | -0.47
50430 | EVANSTON 2 2 | 50429 | EVANSTON 2 1 | 1 | Closed | Transformer | YES | 195 | -36 | 198.3 | 716.4 | 27.8 | 0.09 | 6.01
23353 | BIG CREEK 2 1 | 23494 | NORTH FORK 2 2 | 1 | Closed | Line | NO | 70.9 | -17.9 | 73.2 | 263 | 27.8 | 0.05 | 0.08
30399 | LAS VEGAS 74 1 | 40783 | PAGE 2 1 | 1 | Closed | Line | NO | -1084.4 | -308.8 | 1127.5 | 4236 | 27.8 | 10.35 | -744.79
25287 | PANORAMA CITY 2 1 | 25489 | LOS ANGELES 54 1 | 1 | Closed | Line | NO | 260.1 | 217.4 | 339 | 1220.5 | 27.8 | 0.38 | -1.19
30036 | SUN VALLEY 3 2 | 30029 | RENO 11 1 | 1 | Closed | Line | NO | 71.8 | 13 | 73 | 263.3 | 27.8 | 0.05 | -1.51
10275 | EDMONDS 2 1 | 10758 | CONCRETE 1 1 | 1 | Closed | Line | NO | -359.7 | -35.4 | 361.4 | 1303.3 | 27.8 | 2.64 | -31.02
21027 | SANTA ROSA 4 2 | 21014 | SANTA ROSA 2 1 | 1 | Closed | Line | NO | 60.7 | 21.2 | 64.3 | 231.5 | 27.8 | 0.09 | -0.12
25802 | LA VERNE 2 1 | 28267 | FONTANA 8 1 | 1 | Closed | Line | NO | -13.5 | 39.8 | 42 | 162 | 27.8 | 0.11 | -3.08
10556 | TWISP 2 | 10546 | CHELAN 1 | 1 | Closed | Line | NO | -64.1 | 3.9 | 64.2 | 236.6 | 27.8 | 0.2 | -9.48
74012 | PARMA 1 | 74034 | CALDWELL 2 1 | 1 | Closed | Line | NO | 67.5 | 8 | 68 | 245 | 27.8 | 0.33 | -2.44
23114 | JACKSON 1 1 | 23127 | ANGELS CAMP 1 | 1 | Closed | Line | NO | 67.8 | 2.9 | 67.9 | 245.3 | 27.8 | 0.23 | -5.31
10632 | NINE MILE FALLS 1 2 | 10636 | SPOKANE 3 1 | 1 | Closed | Line | NO | 63 | 16.5 | 65.1 | 234.7 | 27.8 | 0.19 | -0.9
13307 | ASHLAND 1 | 13279 | EAGLE POINT 1 | 1 | Closed | Line | NO | -66.8 | 14.7 | 68.4 | 248.5 | 27.7 | 0.2 | -1.76
10193 | VANCOUVER 17 2 | 10178 | VANCOUVER 15 1 | 1 | Closed | Line | NO | 53.1 | -37.1 | 64.8 | 233.4 | 27.7 | 0.11 | 0.08
25037 | ARROYO GRANDE 2 3 | 25043 | LOMPOC 2 2 | 1 | Closed | Line | NO | 62.7 | -14 | 64.2 | 231.9 | 27.7 | 0.24 | -29.37
40724 | YUMA 6 3 | 40723 | YUMA 6 2 | 1 | Closed | Transformer | YES | -205.3 | -3.1 | 205.4 | 741.7 | 27.7 | 0.11 | 8.15
60278 | DENVER 10 5 | 60307 | DENVER 13 1 | 1 | Closed | Line | NO | 178.3 | -5.1 | 178.4 | 643 | 27.7 | 0.29 | 0.15
13381 | BEND 1 1 | 13382 | LA PINE 1 | 1 | Closed | Line | NO | 67.4 | -4.7 | 67.6 | 243.7 | 27.7 | 0.5 | 0.31
13207 | BEAVERTON 5 2 | 13242 | TUALATIN 1 1 | 1 | Closed | Line | NO | -63.1 | -14 | 64.6 | 233.2 | 27.7 | 0.07 | 0
30046 | CARSON CITY 3 2 | 30031 | WASHOE VALLEY 1 | 1 | Closed | Line | NO | 21.1 | 68.8 | 71.9 | 260.2 | 27.7 | 0.09 | -0.24
10167 | VANCOUVER 12 1 | 13301 | PORTLAND 32 1 | 1 | Closed | Line | NO | 60.8 | 22.2 | 64.7 | 233.5 | 27.7 | 0.07 | -0.35
13403 | PRINEVILLE 1 | 13402 | MADRAS 1 1 | 1 | Closed | Line | NO | -64.6 | -4 | 64.7 | 236.8 | 27.7 | 0.78 | 1.58
21288 | SAN LORENZO 2 1 | 21293 | HAYWARD 1 1 | 1 | Closed | Line | NO | -61.6 | 7.1 | 62 | 224.3 | 27.7 | 0.07 | -0.54
74164 | POCATELLO 2 1 | 74312 | AMERICAN FALLS 4 2 | 1 | Closed | Line | NO | -64.6 | 6.2 | 64.9 | 238 | 27.7 | 0.65 | -2.72
30169 | NORTH LAS VEGAS 2 1 | 30427 | LAS VEGAS 77 1 | 1 | Closed | Line | NO | -125.3 | 23.7 | 127.6 | 464.7 | 27.7 | 0.44 | -3.43
21203 | SAN MATEO 5 1 | 21233 | REDWOOD CITY 5 2 | 1 | Closed | Line | NO | -58.6 | -11.5 | 59.7 | 215.8 | 27.7 | 0.09 | -0.72
29082 | SUN CITY 4 3 | 28439 | MENIFEE 2 1 | 1 | Closed | Line | NO | 62.6 | 21.6 | 66.2 | 239.2 | 27.7 | 0.14 | 0.28
30352 | BUNKERVILLE 1 2 | 30237 | HENDERSON 11 1 | 1 | Closed | Line | NO | 77.4 | 11.7 | 78.2 | 282.7 | 27.7 | 0.23 | 0.11
25785 | GLENDORA 2 1 | 28218 | ONTARIO 5 2 | 1 | Closed | Line | NO | -50 | 31 | 58.9 | 213.6 | 27.7 | 0.13 | -0.26
13070 | ROSEBURG 3 1 | 13036 | ROSEBURG 1 1 | 1 | Closed | Line | NO | 62.6 | 13.6 | 64 | 231.4 | 27.7 | 0.29 | -0.17
28169 | LAKE FOREST 1 2 | 28137 | IRVINE 5 3 | 1 | Closed | Line | NO | 62 | 16.3 | 64.1 | 232.1 | 27.7 | 0.02 | -0.36
40899 | GILBERT 12 2 | 40382 | MESA 8 1 | 1 | Closed | Line | NO | 735.7 | 302.2 | 795.3 | 2882.3 | 27.7 | 0.58 | -6.14
53287 | HURLEY 6 | 53290 | LA MESA 6 1 | 1 | Closed | Line | NO | 166.4 | -40.5 | 171.3 | 619.5 | 27.6 | 1.64 | -76.43
25404 | SUNLAND 1 | 25537 | GLENDALE 6 1 | 1 | Closed | Line | NO | 63.7 | -7.3 | 64.1 | 232 | 27.6 | 0.07 | -0.07
53291 | LA MESA 6 2 | 53155 | ANTHONY 1 2 | 1 | Closed | Line | NO | 47.9 | -4.4 | 48.1 | 174.3 | 27.6 | 0.38 | -0.99
21105 | SAN FRANCISCO 13 1 | 21078 | SAN FRANCISCO 4 2 | 1 | Closed | Line | NO | 32.5 | 44.4 | 55 | 199.3 | 27.6 | 0.03 | -0.02
40001 | SAN LUIS 2 1 | 40861 | YUMA 7 1 | 1 | Closed | Line | NO | -42 | -15.1 | 44.7 | 161.8 | 27.6 | 0.16 | -1.5
60096 | EDWARDS 1 | 60705 | HAYDEN 2 2 | 1 | Closed | Line | NO | -160.6 | -34.1 | 164.2 | 595 | 27.6 | 2.46 | -16.39
25959 | BAKERSFIELD 26 1 | 25981 | BAKERSFIELD 28 3 | 1 | Closed | Line | NO | -60.6 | 18.8 | 63.5 | 230.5 | 27.6 | 0.04 | -0.23
74025 | COEUR D ALENE 2 1 | 74208 | RATHDRUM 2 2 | 1 | Closed | Line | NO | -67.1 | 3 | 67.2 | 244.6 | 27.6 | 0.15 | -2.71
28882 | BLYTHE 2 4 | 28881 | BLYTHE 2 3 | 1 | Closed | Transformer | YES | -25.3 | 0.4 | 25.4 | 92 | 27.6 | 0.03 | 0.88
25120 | BAKERSFIELD 7 2 | 25127 | BAKERSFIELD 10 1 | 1 | Closed | Line | NO | -62.6 | -0.7 | 62.6 | 227.4 | 27.6 | 0.06 | -0.18
25835 | MOJAVE 1 1 | 25994 | MOJAVE 8 1 | 1 | Closed | Line | NO | 61.5 | 15.1 | 63.3 | 229.9 | 27.6 | 0.04 | -0.54
23501 | LA GRANGE 2 | 23500 | LA GRANGE 1 | 1 | Closed | Transformer | YES | -116.1 | -14.1 | 116.9 | 426.5 | 27.6 | 0.08 | 4.12
10020 | PORT ANGELES 2 2 | 10029 | SEQUIM 2 1 | 1 | Closed | Line | NO | 63.7 | 9.3 | 64.4 | 233.8 | 27.6 | 0.23 | -0.69
21587 | TRACY 3 2 | 21589 | TRACY 3 4 | 1 | Closed | TransformerWinding | YES | -27.8 | -9.9 | 29.5 | 108.3 | 27.6 | 0.03 | 0.87
50164 | FARMINGTON 1 2 | 50163 | FARMINGTON 1 1 | 1 | Closed | Transformer | YES | -201.4 | -62.8 | 211 | 774.1 | 27.5 | 0.1 | 6.91
25045 | SANTA MARIA 6 1 | 25998 | MC KITTRICK 1 1 | 1 | Closed | Line | NO | -60.4 | -12.7 | 61.7 | 224.3 | 27.5 | 0.38 | -13.9
60600 | LIMON 1 1 | 60779 | LIMON 5 2 | 1 | Closed | Line | NO | -45.9 | 8.1 | 46.7 | 170.1 | 27.5 | 0.19 | 0.14
30196 | LAS VEGAS 54 1 | 30416 | LAS VEGAS 74 18 | 1 | Closed | Line | NO | -361.9 | -38.5 | 364 | 1324.1 | 27.5 | 0.67 | -2.95
21404 | LOS GATOS 1 1 | 21434 | CAMPBELL 1 1 | 1 | Closed | Line | NO | 57 | -1.6 | 57.1 | 207.5 | 27.5 | 0.1 | -3.12
10495 | ARLINGTON 1 1 | 10443 | MOUNT VERNON 3 2 | 1 | Closed | Line | NO | -65.2 | 7.6 | 65.7 | 239.9 | 27.5 | 0.28 | -0.29
60681 | BURLINGTON 4 3 | 60621 | BURLINGTON 3 1 | 1 | Closed | Line | NO | 2 | 32.9 | 33 | 120.6 | 27.5 | 0.06 | -0.18
25127 | BAKERSFIELD 10 1 | 25117 | BAKERSFIELD 6 1 | 1 | Closed | Line | NO | -61.3 | -18 | 63.9 | 232.5 | 27.5 | 0.09 | -1.15
28448 | SAN DIEGO 11 1 | 28806 | EL CAJON 7 2 | 1 | Closed | Line | NO | -64.3 | 8.8 | 64.9 | 238 | 27.5 | 0.11 | -2.65
28200 | CORONA 2 1 | 28999 | RIVERSIDE 18 2 | 1 | Closed | Line | NO | -55.6 | -31.1 | 63.7 | 231.9 | 27.5 | 0.14 | -1.18
50215 | SANDY 6 1 | 50264 | PLEASANT GROVE 2 2 | 1 | Closed | Line | NO | -73.8 | -31.7 | 80.3 | 292.3 | 27.5 | 0.14 | -2.87
10345 | GRAHAM 3 | 10435 | EATONVILLE 1 | 1 | Closed | Line | NO | -64.1 | 2.1 | 64.2 | 235 | 27.4 | 0.36 | 0.34
50422 | MILFORD 4 3 | 50408 | MILFORD 3 3 | 1 | Closed | Line | NO | -17.9 | 59 | 61.7 | 228.6 | 27.4 | 0.06 | -1.1
40068 | KIRKLAND 6 1 | 40133 | PRESCOTT VALLEY 3 1 | 1 | Closed | Line | NO | -37.8 | 4.8 | 38.1 | 162 | 27.4 | 0.21 | -18.26
10456 | SEDRO WOOLLEY 1 | 11037 | CONCRETE 2 1 | 1 | Closed | Line | NO | -66.8 | -9.6 | 67.5 | 247.6 | 27.4 | 0.47 | -0.1
30107 | LAS VEGAS 7 1 | 30188 | LAS VEGAS 50 1 | 1 | Closed | Line | NO | 63.3 | 48.7 | 79.8 | 290.9 | 27.4 | 0.04 | -0.04
25877 | LA PUENTE 5 2 | 26024 | POMONA 7 3 | 1 | Closed | Line | NO | 276.2 | 190.2 | 335.4 | 1227.6 | 27.4 | 0.63 | -3.33
28842 | ESCONDIDO 10 2 | 28502 | ESCONDIDO 3 1 | 1 | Closed | Line | NO | 349.8 | 12.5 | 350.1 | 1276.5 | 27.4 | 0.53 | -4.57
60806 | MONTROSE 4 3 | 60765 | MONTROSE 3 1 | 1 | Closed | Line | NO | 39.5 | -19.5 | 44.1 | 160.7 | 27.4 | 0.2 | -0.26
25760 | WEST COVINA 6 2 | 25762 | WEST COVINA 6 4 | 1 | Closed | TransformerWinding | YES | -29.2 | -7.5 | 30.1 | 111.3 | 27.4 | 0.05 | 1.31
25125 | FRAZIER PARK 2 | 25146 | MOORPARK 1 1 | 1 | Closed | Line | NO | 62 | -14.5 | 63.7 | 232.2 | 27.4 | 0.72 | -4.47
21132 | SOUTH SAN FRANCISCO 1 1 | 21107 | DALY CITY 4 1 | 1 | Closed | Line | NO | -321.9 | 23.4 | 322.7 | 1183.9 | 27.4 | 0.64 | -12.32
20466 | HERALD 2 | 20465 | HERALD 1 | 1 | Closed | Transformer | YES | -400.9 | -20.5 | 401.5 | 1470.5 | 27.4 | 0.21 | 17.16
53262 | LA MESA 5 1 | 53263 | LA MESA 5 2 | 1 | Closed | Transformer | YES | -12 | 0.4 | 12 | 43.8 | 27.4 | 0.02 | 0.41
70170 | WHEATLAND 2 1 | 70172 | WHEATLAND 2 3 | 1 | Closed | Transformer | YES | -199.1 | -27.6 | 201 | 741 | 27.4 | 0.16 | 11.49
10649 | SPOKANE 10 1 | 10662 | SPOKANE 17 2 | 1 | Closed | Line | NO | -63 | -17.9 | 65.5 | 239.1 | 27.4 | 0.12 | -1.98
74123 | BUHL 1 | 74227 | HAGERMAN 2 2 | 1 | Closed | Line | NO | -63 | -14.7 | 64.7 | 236.1 | 27.4 | 0.18 | -5.44
21368 | CONCORD 3 1 | 21699 | MARTINEZ 3 2 | 1 | Closed | Line | NO | -63.6 | -15.7 | 65.5 | 239.3 | 27.4 | 0.18 | -2.28
25832 | ROSAMOND 2 1 | 25834 | ROSAMOND 2 3 | 1 | Closed | Transformer | YES | -136 | -35.9 | 140.7 | 518.6 | 27.4 | 0.08 | 4.35
60439 | CASTLE ROCK 3 1 | 60639 | FOUNTAIN 3 6 | 1 | Closed | Line | NO | -145.2 | -21.5 | 146.8 | 537 | 27.4 | 0.96 | -37.22
13028 | TILLAMOOK 2 | 13026 | NEHALEM 1 | 1 | Closed | Line | NO | 61.6 | -18.1 | 64.2 | 234.6 | 27.4 | 0.4 | -1.51
10410 | RENTON 2 1 | 10452 | RENTON 5 1 | 1 | Closed | Line | NO | -65.4 | -5.2 | 65.6 | 239.9 | 27.4 | 0.04 | -0.19
77222 | HUNGRY HORSE 2 | 77150 | COLUMBIA FALLS 1 | 1 | Closed | Line | NO | 64.8 | 21.3 | 68.2 | 249.3 | 27.4 | 0.4 | 0.88
21642 | PITTSBURG 5 2 | 21649 | PITTSBURG 6 1 | 1 | Closed | Line | NO | 361.1 | 11.4 | 361.3 | 1320.6 | 27.4 | 0.08 | -1.47
20194 | CARMICHAEL 1 3 | 20219 | CITRUS HEIGHTS 4 1 | 1 | Closed | Line | NO | -62.5 | 11.1 | 63.5 | 233.1 | 27.4 | 0.15 | -0.47
13156 | HILLSBORO 4 1 | 13159 | HILLSBORO 4 4 | 1 | Closed | TransformerWinding | YES | 131.8 | -91.8 | 160.6 | 633.7 | 27.4 | 0.36 | 21.18
25394 | BURBANK 4 1 | 25574 | LOS ANGELES 77 1 | 1 | Closed | Line | NO | -62.9 | -6.6 | 63.2 | 231.5 | 27.3 | 0.06 | 0.05
80026 | EL PASO 16 1 | 80036 | EL PASO 22 1 | 1 | Closed | Line | NO | -40.7 | -21.1 | 45.8 | 167.5 | 27.3 | 0.07 | -1.31
10717 | WENATCHEE 4 1 | 11074 | PATEROS 1 | 1 | Closed | Line | NO | -1124.1 | -223.6 | 1146.2 | 4192.3 | 27.3 | 2.51 | -185.63
25079 | MARICOPA 1 1 | 26072 | TAFT 2 2 | 1 | Closed | Line | NO | -62 | 8 | 62.5 | 231.5 | 27.3 | 0.72 | -0.16
23232 | VISALIA 3 1 | 23248 | WOODLAKE 1 | 1 | Closed | Line | NO | -65.6 | 2.2 | 65.6 | 241 | 27.3 | 0.16 | -1.27
77254 | COLSTRIP 2 1 | 77260 | COLSTRIP 2 7 | 1 | Closed | Transformer | YES | -198.8 | 33.7 | 201.7 | 738.4 | 27.3 | 0.11 | 7.73
30177 | LAS VEGAS 42 2 | 30175 | LAS VEGAS 41 1 | 1 | Closed | Line | NO | 77 | -10.3 | 77.7 | 284.5 | 27.3 | 0.04 | -0.46
28617 | SAN JACINTO 2 2 | 28612 | HEMET 4 1 | 1 | Closed | Line | NO | -61.8 | 16.3 | 63.9 | 234.5 | 27.3 | 0.07 | -0.11
30104 | LAS VEGAS 4 1 | 30137 | LAS VEGAS 23 1 | 1 | Closed | Line | NO | -75.5 | -0.2 | 75.5 | 278 | 27.3 | 0.12 | -5.7
80074 | EL PASO 34 1 | 53052 | CHAPARRAL 1 | 1 | Closed | Line | NO | -40.6 | -15.1 | 43.3 | 158.9 | 27.3 | 0.19 | -8.45
28460 | APPLE VALLEY 1 3 | 28964 | DAGGETT 6 | 1 | Closed | Line | NO | -346 | -12.2 | 346.2 | 1273.9 | 27.3 | 1.55 | -14.19
25319 | BEVERLY HILLS 3 | 25482 | LOS ANGELES 52 2 | 1 | Closed | Line | NO | -72.2 | -21.4 | 75.3 | 276.2 | 27.3 | 0.04 | 0.06
25319 | BEVERLY HILLS 3 | 25482 | LOS ANGELES 52 2 | 3 | Closed | Line | NO | -72.2 | -21.4 | 75.3 | 276.2 | 27.3 | 0.04 | 0.06
25319 | BEVERLY HILLS 3 | 25482 | LOS ANGELES 52 2 | 2 | Closed | Line | NO | -72.2 | -21.4 | 75.3 | 276.2 | 27.3 | 0.04 | 0.06
25334 | NORTH HOLLYWOOD 2 3 | 26195 | CASTAIC 3 2 | 1 | Closed | Line | NO | -353.7 | 15.8 | 354.1 | 1306.7 | 27.3 | 1.03 | -17.66
25643 | DOWNEY 5 1 | 25673 | NORWALK 2 1 | 1 | Closed | Line | NO | -12.8 | 48.8 | 50.4 | 187.9 | 27.2 | 0.03 | -0.8
21099 | SAN FRANCISCO 11 1 | 21143 | SAN FRANCISCO 26 1 | 1 | Closed | Line | NO | -28.8 | -46.2 | 54.4 | 199.8 | 27.2 | 0.05 | -0.56
40307 | TEMPE 1 1 | 40345 | MESA 2 1 | 1 | Closed | Line | NO | 17.3 | -47.3 | 50.4 | 185 | 27.2 | 0.02 | -1.79
10224 | TACOMA 14 1 | 10209 | TACOMA 11 1 | 1 | Closed | Line | NO | 60.9 | 20.4 | 64.3 | 236.1 | 27.2 | 0.15 | -0.51
60368 | LITTLETON 13 3 | 60417 | DENVER 47 1 | 1 | Closed | Line | NO | -42.8 | -6.3 | 43.3 | 159 | 27.2 | 0.02 | 0
20144 | ELK GROVE 1 1 | 20163 | ELK GROVE 4 1 | 1 | Closed | Line | NO | -55.5 | -28.3 | 62.3 | 229 | 27.2 | 0.01 | -0.26
13572 | TOLEDO 2 2 | 13042 | PHILOMATH 3 | 1 | Closed | Line | NO | 43 | 41 | 59.4 | 222.6 | 27.2 | 0.33 | -2
23011 | SALINAS 1 1 | 23014 | SALINAS 3 1 | 1 | Closed | Line | NO | -60.3 | -24.1 | 64.9 | 239.6 | 27.2 | 0.2 | 0.17
74069 | MERIDIAN 2 1 | 74073 | EAGLE 2 2 | 1 | Closed | Line | NO | -65.3 | -12 | 66.4 | 244.1 | 27.2 | 0.18 | -4.68
13141 | NEWBERG 2 1 | 13244 | TUALATIN 2 1 | 1 | Closed | Line | NO | -58.1 | 23.2 | 62.6 | 232.5 | 27.2 | 0.07 | -1.5
21743 | LIVERMORE 6 2 | 21742 | LIVERMORE 6 1 | 1 | Closed | Transformer | YES | -114.9 | 13 | 115.6 | 425.3 | 27.2 | 0.09 | 3.64
80008 | EL PASO 4 1 | 80032 | EL PASO 19 1 | 1 | Closed | Line | NO | 40.6 | 15.7 | 43.5 | 160.1 | 27.2 | 0.05 | -0.07
13174 | BEAVERTON 1 1 | 13264 | PORTLAND 15 2 | 1 | Closed | Line | NO | -350.7 | -62.5 | 356.2 | 1310.5 | 27.2 | 1.13 | -10.97
40832 | GOLDEN VALLEY 3 1 | 40046 | KINGMAN 3 1 | 1 | Closed | Line | NO | 40.6 | 3 | 40.7 | 149.8 | 27.2 | 0.33 | -2.29
40784 | PAGE 2 2 | 40783 | PAGE 2 1 | 2 | Closed | Transformer | YES | -288.7 | 525.5 | 599.6 | 2207.5 | 27.2 | 0.27 | 21
28401 | SAN BERNARDINO 8 1 | 28295 | SAN BERNARDINO 2 1 | 1 | Closed | Line | NO | -63.7 | -6.2 | 64 | 235.7 | 27.2 | 0.04 | 0.06
28610 | BARSTOW 1 | 28891 | NIPTON 2 3 | 1 | Closed | Line | NO | -62.1 | -4.2 | 62.3 | 236.5 | 27.1 | 1.17 | -14.81
21283 | BENICIA 2 1 | 21208 | HERCULES 1 | 1 | Closed | Line | NO | 62 | 3.6 | 62.1 | 228.7 | 27.1 | 0.09 | -0.16
11000 | GOLDENDALE 5 1 | 13470 | UMATILLA 2 1 | 1 | Closed | Line | NO | -1081.1 | -131.6 | 1089.1 | 4166.3 | 27.1 | 2.67 | -454.17
25546 | LOS ANGELES 68 1 | 25426 | LOS ANGELES 31 2 | 1 | Closed | Line | NO | -46.8 | -36.4 | 59.3 | 218.4 | 27.1 | 0.03 | -0.03
40097 | CHINO VALLEY 1 1 | 40834 | PRESCOTT 4 1 | 1 | Closed | Line | NO | -43.7 | -7.1 | 44.3 | 163.2 | 27.1 | 0.1 | -0.79
21409 | SANTA CLARA 2 1 | 21629 | SANTA CLARA 6 3 | 1 | Closed | Line | NO | -311.9 | 30.5 | 313.4 | 1158.2 | 27.1 | 0.47 | -3.98
50114 | SOUTH JORDAN 1 1 | 50260 | OREM 5 1 | 1 | Closed | Line | NO | -79.9 | -6.6 | 80.2 | 295.9 | 27.1 | 0.18 | -12.43
25576 | LONG BEACH 10 2 | 25533 | HUNTINGTON PARK 1 2 | 1 | Closed | Line | NO | 57.1 | 22.9 | 61.5 | 226.9 | 27.1 | 0.04 | 0.01
60163 | LIVERMORE 7 1 | 70072 | CHEYENNE 1 2 | 1 | Closed | Line | NO | -43.7 | 11.1 | 45.1 | 170 | 27.1 | 0.42 | -2.21
20365 | MONTGOMERY CREEK 2 1 | 20073 | CHICO 1 1 | 1 | Closed | Line | NO | 345.3 | -104.8 | 360.8 | 1330.9 | 27.1 | 3.4 | -67.42
23507 | JEAN 2 3 | 30180 | LAS VEGAS 44 2 | 1 | Closed | Line | NO | 67.5 | 9.7 | 68.2 | 253.4 | 27.1 | 0.39 | -4.85
25686 | CERRITOS 2 1 | 28033 | FULLERTON 2 1 | 1 | Closed | Line | NO | 57.6 | -20.5 | 61.1 | 225.5 | 27.1 | 0.12 | -0.05
10361 | PUYALLUP 5 1 | 10290 | PUYALLUP 4 1 | 1 | Closed | Line | NO | 53 | 32.1 | 61.9 | 228.6 | 27.1 | 0.11 | 0.12
25523 | COMPTON 3 2 | 25685 | CERRITOS 1 1 | 1 | Closed | Line | NO | -56.4 | -23.7 | 61.1 | 225.9 | 27.1 | 0.05 | 0.07
13154 | SAINT HELENS 1 | 13147 | SCAPPOOSE 1 | 1 | Closed | Line | NO | 61.6 | -15.2 | 63.4 | 234.3 | 27.1 | 0.25 | -0.3
28682 | COACHELLA 1 1 | 28685 | COACHELLA 2 2 | 1 | Closed | Line | NO | 65.1 | -5.9 | 65.4 | 241.5 | 27.1 | 0.08 | -0.17
40089 | PRESCOTT 3 2 | 40091 | PRESCOTT 3 4 | 1 | Closed | TransformerWinding | YES | -210.4 | -34.8 | 213.2 | 787.8 | 27.1 | -0.03 | -2.16
40538 | GREEN VALLEY 2 1 | 40543 | NOGALES 1 1 | 1 | Closed | Line | NO | -42.1 | -12.5 | 43.9 | 162.5 | 27.1 | 0.54 | -1.54
60192 | MORRISON 1 | 60205 | LITTLETON 1 2 | 1 | Closed | Line | NO | 37.7 | -24.1 | 44.7 | 165.3 | 27.1 | 0.12 | -10.1
13341 | PORTLAND 45 2 | 13356 | GRESHAM 3 1 | 1 | Closed | Line | NO | 54.3 | 29.5 | 61.8 | 228.8 | 27 | 0.03 | -0.18
40210 | PHOENIX 28 1 | 40247 | PHOENIX 51 2 | 1 | Closed | Line | NO | 41.4 | -5 | 41.7 | 154.1 | 27 | 0.11 | -0.77
21479 | SAN JOSE 12 1 | 21430 | SAN JOSE 4 1 | 1 | Closed | Line | NO | 46.7 | 33.9 | 57.7 | 214.3 | 27 | 0.06 | -0.43
25715 | EL MONTE 3 1 | 25595 | LOS ANGELES 78 2 | 1 | Closed | Line | NO | -45.8 | -36.9 | 58.8 | 217.7 | 27 | 0.06 | -0.81
26154 | TUPMAN 2 3 | 25078 | BAKERSFIELD 1 1 | 1 | Closed | Line | NO | 60.9 | 6.7 | 61.2 | 226.6 | 27 | 0.3 | -1
20308 | CAMINO 1 | 20312 | CAMINO 5 | 1 | Closed | TransformerWinding | YES | 440.1 | 5.5 | 440.1 | 1630 | 27 | 0.34 | 30.46
21363 | SUNNYVALE 3 2 | 21491 | SAN JOSE 15 2 | 1 | Closed | Line | NO | -49.1 | -15.6 | 51.5 | 190.8 | 27 | 0.06 | -0.31
28437 | SAN MARCOS 2 1 | 28524 | ESCONDIDO 4 1 | 1 | Closed | Line | NO | 56.7 | 26.6 | 62.7 | 231.9 | 27 | 0.07 | 0.04
60279 | ARVADA 7 1 | 60346 | DENVER 25 3 | 1 | Closed | Line | NO | 43 | 11.8 | 44.5 | 166.8 | 27 | 0.07 | -2
28440 | SUN CITY 3 1 | 28583 | YUCAIPA 2 1 | 1 | Closed | Line | NO | -63.7 | -2.9 | 63.7 | 236.7 | 27 | 0.24 | -1.34
10785 | BELLINGHAM 7 2 | 10212 | BELLINGHAM 4 2 | 1 | Closed | Line | NO | 64.7 | 4.9 | 64.9 | 240.4 | 27 | 0.1 | 0.19
10846 | BURBANK 2 3 | 10613 | BURBANK 1 1 | 1 | Closed | Line | NO | 57.3 | 25.1 | 62.6 | 231.8 | 27 | 0.17 | 0.01
28134 | IRVINE 4 1 | 28205 | RANCHO SANTA MARGARITA 1 1 | 1 | Closed | Line | NO | 46.7 | 33.7 | 57.6 | 214.4 | 27 | 0.13 | -0.72
10770 | ROCKPORT 1 2 | 10769 | ROCKPORT 1 1 | 1 | Closed | Transformer | YES | -104.6 | -1 | 104.6 | 387.6 | 27 | 0.03 | 1.86
60170 | PINE 2 1 | 60202 | DENVER 1 1 | 1 | Closed | Line | NO | -36.9 | -24 | 44.1 | 163.3 | 27 | 0.09 | -9.44
10666 | ELK 1 | 74300 | OLDTOWN 1 | 1 | Closed | Line | NO | -62 | -15.5 | 63.9 | 236.9 | 27 | 0.3 | -2.3
28012 | WESTMINSTER 2 2 | 28025 | ANAHEIM 3 1 | 1 | Closed | Line | NO | 63.5 | -14.9 | 65.2 | 241.8 | 27 | 0.06 | -0.03
13202 | PORTLAND 1 1 | 13218 | PORTLAND 3 3 | 1 | Closed | Line | NO | 60.5 | 15.7 | 62.6 | 232.7 | 27 | 0.13 | -1.32
40437 | MESA 20 1 | 40419 | MESA 17 1 | 1 | Closed | Line | NO | -35.2 | -24.1 | 42.7 | 158.3 | 27 | 0.04 | -0.16
60443 | COLORADO SPRINGS 6 1 | 60446 | COLORADO SPRINGS 6 4 | 1 | Closed | TransformerWinding | YES | 35.7 | 3.8 | 35.9 | 133.2 | 27 | -0.01 | -0.18
60725 | DENVER 55 2 | 60354 | DENVER 29 1 | 1 | Closed | Line | NO | 169 | 11.8 | 169.4 | 628.7 | 26.9 | 0.51 | -1.37
21607 | PITTSBURG 4 1 | 21610 | PITTSBURG 4 4 | 1 | Closed | TransformerWinding | YES | 129.8 | 3.4 | 129.8 | 481.9 | 26.9 | 0.18 | 10.39
13547 | OXBOW 1 5 | 74330 | NEW PLYMOUTH 5 | 1 | Closed | Line | NO | 354.2 | -68.7 | 360.8 | 1339.6 | 26.9 | 4.58 | -55.8
25698 | EL MONTE 1 1 | 25728 | HACIENDA HEIGHTS 1 1 | 1 | Closed | Line | NO | 61.1 | 8.5 | 61.7 | 229.6 | 26.9 | 0.12 | -1.56
25734 | BALDWIN PARK 2 1 | 25687 | WHITTIER 1 1 | 1 | Closed | Line | NO | -37.4 | -41.3 | 55.7 | 207 | 26.9 | 0.05 | 0
13170 | SALEM 13 2 | 13167 | SALEM 12 1 | 1 | Closed | Line | NO | -55.6 | 28.1 | 62.3 | 233.5 | 26.9 | 0.06 | -1.23
13277 | CANBY 1 | 13325 | OREGON CITY 2 2 | 1 | Closed | Line | NO | -62.8 | 3.4 | 62.9 | 234.8 | 26.9 | 0.2 | -1.5
53078 | ALBUQUERQUE 7 3 | 53083 | ALBUQUERQUE 11 1 | 1 | Closed | Line | NO | -41.9 | -14.5 | 44.3 | 164.8 | 26.9 | 0.04 | 0.03
30338 | BOULDER CITY 4 1 | 30341 | BOULDER CITY 4 4 | 1 | Closed | TransformerWinding | YES | 142.3 | 6.6 | 142.4 | 529.3 | 26.9 | -0.02 | -0.97
40210 | PHOENIX 28 1 | 40168 | GLENDALE 19 1 | 1 | Closed | Line | NO | -16 | 51 | 53.4 | 198.6 | 26.9 | 0.07 | 0.19
60482 | GREELEY 2 1 | 60556 | GREELEY 4 4 | 1 | Closed | Line | NO | -162.9 | -3.4 | 162.9 | 608.2 | 26.9 | 0.72 | 2.26
50227 | LOGAN 3 1 | 50201 | LOGAN 1 1 | 1 | Closed | Line | NO | 62.4 | -16.7 | 64.6 | 240.2 | 26.9 | 0.11 | -1.37
23350 | TURLOCK 4 1 | 23444 | TURLOCK 5 3 | 1 | Closed | Line | NO | -63.8 | 8.4 | 64.4 | 239.2 | 26.9 | 0.01 | -0.1
53103 | ALBUQUERQUE 18 1 | 53086 | ALBUQUERQUE 13 1 | 1 | Closed | Line | NO | 46.7 | -0.9 | 46.8 | 173.8 | 26.9 | 0.09 | -0.49
21550 | SAN JOSE 39 3 | 21513 | SAN JOSE 22 2 | 1 | Closed | Line | NO | 59.3 | -8.4 | 59.9 | 223 | 26.9 | 0.06 | -0.59
13387 | BEND 2 2 | 13392 | REDMOND 4 1 | 1 | Closed | Line | NO | -63.1 | 1.9 | 63.1 | 236 | 26.9 | 0.27 | -1.44
30370 | LAS VEGAS 72 2 | 30369 | LAS VEGAS 72 1 | 1 | Closed | Transformer | YES | -406.7 | 13.5 | 406.9 | 1514 | 26.9 | 0.17 | 12.77
11012 | GRAND COULEE 2 | 11011 | GRAND COULEE 1 | 1 | Closed | Transformer | YES | -391.1 | 13.1 | 391.3 | 1456.5 | 26.9 | 0.19 | 14.55
10813 | AMBOY 1 | 10740 | COUGAR 1 2 | 1 | Closed | Line | NO | -343.9 | -97.5 | 357.4 | 1331 | 26.9 | 0.66 | -1.85
74073 | EAGLE 2 2 | 74087 | GARDEN CITY 2 1 | 1 | Closed | Line | NO | 64.2 | 11.3 | 65.1 | 242.5 | 26.9 | 0.13 | 0.08
10786 | BELLINGHAM 7 3 | 11034 | FERNDALE 2 8 | 1 | Closed | Line | NO | -275.1 | 117.7 | 299.3 | 1127.7 | 26.9 | 0.4 | -8.03
21529 | SAN JOSE 29 1 | 21442 | SAN JOSE 6 2 | 1 | Closed | Line | NO | -29 | -51 | 58.7 | 218.7 | 26.9 | 0.03 | 0.02
50177 | LEHI 2 2 | 50257 | AMERICAN FORK 2 3 | 1 | Closed | Line | NO | 76.1 | 0.3 | 76.1 | 283.4 | 26.9 | 0.19 | -1.44
10202 | BRUSH PRAIRIE 1 | 10761 | CAMAS 3 2 | 1 | Closed | Line | NO | -63.2 | -7.8 | 63.6 | 237 | 26.9 | 0.09 | -2.07
25102 | VENTURA 4 1 | 25104 | OXNARD 6 2 | 1 | Closed | Line | NO | -60.2 | -8.6 | 60.8 | 226.4 | 26.9 | 0.14 | -1.74
13529 | MORO 1 | 13485 | WASCO 1 2 | 1 | Closed | Line | NO | -60.7 | 23.4 | 65.1 | 242.8 | 26.8 | 0.18 | 0.19
28491 | IMPERIAL BEACH 1 | 28599 | CHULA VISTA 6 2 | 1 | Closed | Line | NO | -61.3 | -15.7 | 63.3 | 235.8 | 26.8 | 0.16 | -1.33
23032 | STOCKTON 5 1 | 23041 | STOCKTON 7 1 | 1 | Closed | Line | NO | -65 | -6.4 | 65.3 | 244 | 26.8 | 0.13 | 0.25
25710 | PALMDALE 5 1 | 25773 | LANCASTER 5 1 | 1 | Closed | Line | NO | -56.7 | 23.8 | 61.5 | 229.7 | 26.8 | 0.28 | 0.27
40692 | WINDOW ROCK 1 | 40690 | NAVAJO 1 | 1 | Closed | Line | NO | -42.8 | 6.5 | 43.3 | 163.6 | 26.8 | 0.45 | -0.67
50436 | EVANSTON 2 8 | 70157 | POINT OF ROCKS 7 | 1 | Closed | Line | NO | -319.6 | 26.3 | 320.6 | 1257.1 | 26.8 | 4.39 | -67.19
20067 | COLUSA 1 | 20082 | DAVIS 1 1 | 1 | Closed | Line | NO | 61.5 | -7.1 | 61.9 | 230.7 | 26.8 | 0.64 | -15.86
40620 | SAINT DAVID 1 | 40748 | FORT HUACHUCA 2 2 | 1 | Closed | Line | NO | 38.6 | -15.9 | 41.7 | 155.6 | 26.8 | 0.23 | -3.35
25809 | POMONA 4 3 | 28173 | CHINO 2 1 | 1 | Closed | Line | NO | -22.6 | 45.7 | 51 | 191 | 26.8 | 0.07 | -0.22
21660 | BYRON 1 | 21663 | BYRON 4 | 1 | Closed | Transformer | YES | -99.3 | -48.4 | 110.5 | 416.6 | 26.8 | 0.05 | 2.42
10049 | OLYMPIA 6 2 | 10858 | CENTRALIA 2 3 | 1 | Closed | Line | NO | -61.4 | -15.7 | 63.3 | 236.4 | 26.8 | 0.33 | -1.91
20496 | QUINCY 3 1 | 30003 | RENO 2 2 | 1 | Closed | Line | NO | 63.1 | -25 | 67.8 | 253.3 | 26.8 | 0.58 | -18.41
28717 | HINKLEY 1 1 | 28847 | VICTORVILLE 7 1 | 1 | Closed | Line | NO | 1074.6 | 155 | 1085.7 | 4162.8 | 26.8 | 1.2 | -146.7
53266 | ALBUQUERQUE 30 1 | 53306 | ALBUQUERQUE 31 2 | 1 | Closed | Line | NO | -142.3 | -42.4 | 148.5 | 555.6 | 26.8 | 0.37 | -0.25
40534 | TUCSON 27 1 | 40563 | TUCSON 42 2 | 1 | Closed | Line | NO | -41.8 | -10.9 | 43.2 | 161.4 | 26.8 | 0.13 | -1.8
28656 | PALM SPRINGS 3 2 | 28666 | PALM DESERT 1 1 | 1 | Closed | Line | NO | 45.6 | 37.5 | 59 | 220.5 | 26.8 | 0.12 | 0.24
80008 | EL PASO 4 1 | 80025 | FORT BLISS 1 | 1 | Closed | Line | NO | -45.6 | -9.8 | 46.6 | 174.7 | 26.8 | 0.08 | 0.14
23341 | RIPON 2 2 | 23343 | RIPON 2 4 | 1 | Closed | TransformerWinding | YES | -122.8 | -0.1 | 122.8 | 459 | 26.8 | -0.04 | -2
28203 | SAN CLEMENTE 1 3 | 28185 | MISSION VIEJO 1 3 | 1 | Closed | Line | NO | -53.3 | -30.2 | 61.3 | 229 | 26.8 | 0.06 | -0.09
25121 | BAKERSFIELD 8 1 | 25141 | BAKERSFIELD 15 2 | 1 | Closed | Line | NO | 61.2 | 10 | 62 | 231.9 | 26.8 | 0.13 | 0.21
70071 | CHEYENNE 1 1 | 70074 | CHEYENNE 1 4 | 1 | Closed | TransformerWinding | YES | 42.8 | -7 | 43.4 | 167.3 | 26.8 | 0.2 | 6.63
28313 | VICTORVILLE 4 2 | 28315 | VICTORVILLE 4 4 | 1 | Closed | TransformerWinding | YES | -29.9 | -1.5 | 30 | 112.2 | 26.8 | 0.03 | 0.7
50295 | SPRINGVILLE 2 1 | 50415 | HELPER 2 2 | 1 | Closed | Line | NO | -75.6 | -2.6 | 75.7 | 287.5 | 26.8 | 1.08 | -7.82
25652 | LONG BEACH 23 1 | 25686 | CERRITOS 2 1 | 1 | Closed | Line | NO | -41.8 | -48.7 | 64.2 | 240.1 | 26.8 | 0.03 | -0.09
40372 | SCOTTSDALE 13 1 | 40304 | SCOTTSDALE 2 1 | 1 | Closed | Line | NO | 42.2 | 9.7 | 43.3 | 162 | 26.7 | 0.08 | 0.11
30277 | BOULDER CITY 2 1 | 30339 | BOULDER CITY 4 2 | 1 | Closed | Line | NO | -73.9 | -12.2 | 74.9 | 280.2 | 26.7 | 0.01 | 0.01
25991 | LANCASTER 8 2 | 25993 | LANCASTER 8 4 | 1 | Closed | TransformerWinding | YES | -111.7 | -9.5 | 112.1 | 419.4 | 26.7 | -0.03 | -1.33
21073 | SAN FRANCISCO 2 1 | 21079 | SAN FRANCISCO 5 1 | 1 | Closed | Line | NO | -4.6 | 52.9 | 53.1 | 199.1 | 26.7 | 0.01 | -0.06
53073 | ALBUQUERQUE 5 1 | 53081 | ALBUQUERQUE 9 1 | 1 | Closed | Line | NO | -45.4 | -7.6 | 46.1 | 172.5 | 26.7 | 0.07 | -1.87
74033 | HAYDEN 3 1 | 74024 | COEUR D ALENE 1 1 | 1 | Closed | Line | NO | 62.7 | 15.9 | 64.7 | 242.2 | 26.7 | 0.05 | -0.08
10698 | CLE ELUM 2 2 | 10697 | CLE ELUM 2 1 | 1 | Closed | Transformer | YES | -109.8 | 6.6 | 110 | 411.7 | 26.7 | 0.07 | 4.67
20194 | CARMICHAEL 1 3 | 20237 | WILTON 1 | 1 | Closed | Line | NO | -58.8 | -2.1 | 58.8 | 220.6 | 26.7 | 0.12 | -0.84
40012 | MOHAVE VALLEY 1 3 | 40006 | FORT MOHAVE 1 | 1 | Closed | Line | NO | 42.5 | -3.4 | 42.7 | 159.7 | 26.7 | 0.16 | -0.14
25288 | PANORAMA CITY 2 2 | 25330 | STUDIO CITY 1 | 1 | Closed | Line | NO | 59.4 | 9.6 | 60.2 | 226.1 | 26.7 | 0.02 | -1.16
10777 | MOUNT VERNON 4 3 | 10263 | BURLINGTON 1 1 | 1 | Closed | Line | NO | -32.9 | 40.4 | 52.1 | 195.4 | 26.7 | 0.02 | -0.12
21485 | SAN JOSE 14 1 | 21551 | SAN JOSE 40 1 | 1 | Closed | Line | NO | 6.9 | 50.8 | 51.3 | 208.3 | 26.7 | 0.04 | -4.38
11000 | GOLDENDALE 5 1 | 13631 | THE DALLES 3 12 | 1 | Closed | Line | NO | 1099.2 | -177.4 | 1113.4 | 4171.2 | 26.7 | 0.81 | -119.78
25180 | CASTAIC 1 1 | 25181 | CASTAIC 2 1 | 1 | Closed | Line | NO | -60.5 | 1.8 | 60.5 | 228.1 | 26.7 | 0.17 | -3.29
30031 | WASHOE VALLEY 1 | 30015 | RENO 5 1 | 1 | Closed | Line | NO | 7.9 | 66.2 | 66.7 | 249.9 | 26.7 | 0.19 | 0.03
13068 | CORVALLIS 2 1 | 13055 | DALLAS 1 | 1 | Closed | Line | NO | -16.3 | -52.9 | 55.3 | 207.3 | 26.7 | 0.1 | -4.56
28578 | POWAY 2 1 | 28536 | SAN DIEGO 38 2 | 1 | Closed | Line | NO | -62.8 | 7.3 | 63.2 | 237.7 | 26.7 | 0.21 | 0.07
28142 | CHINO HILLS 1 2 | 25783 | WALNUT 2 1 | 1 | Closed | Line | NO | 58.7 | 21.5 | 62.5 | 234.3 | 26.7 | 0.05 | 0.05
10731 | SHELTON 3 2 | 10733 | SHELTON 3 4 | 1 | Closed | TransformerWinding | YES | -112.6 | -0.6 | 112.6 | 422 | 26.7 | 0.02 | 1.28
10308 | MUKILTEO 2 | 10356 | LYNNWOOD 5 1 | 1 | Closed | Line | NO | 38.6 | -44.7 | 59 | 221.4 | 26.7 | 0.08 | -0.73
28567 | TEMECULA 4 2 | 28509 | TEMECULA 1 1 | 1 | Closed | Line | NO | 53.7 | 30.7 | 61.9 | 231.9 | 26.7 | 0.14 | 0.46
74103 | BOISE 10 1 | 74112 | BOISE 12 1 | 1 | Closed | Line | NO | -65.9 | 1.8 | 65.9 | 247.5 | 26.7 | 0.03 | -1.83
13482 | UNION 2 2 | 13441 | BAKER CITY 1 | 1 | Closed | Line | NO | 62.1 | -4.3 | 62.2 | 233.4 | 26.7 | 0.37 | 0.17
23469 | SNELLING 1 | 23501 | LA GRANGE 2 | 1 | Closed | Line | NO | -68.2 | 2.2 | 68.2 | 257.4 | 26.7 | 0.14 | -3.98
25895 | ROSAMOND 4 2 | 26046 | MOJAVE 12 1 | 1 | Closed | Line | NO | -61.5 | 2.5 | 61.6 | 231.9 | 26.6 | 0.19 | -0.75
10527 | WHITE SWAN 1 | 10566 | MABTON 1 | 1 | Closed | Line | NO | -60.7 | -4.6 | 60.9 | 230.7 | 26.6 | 0.46 | -9.75
60224 | ARVADA 3 2 | 60338 | DENVER 21 2 | 1 | Closed | Line | NO | -41.7 | -14.5 | 44.2 | 166.6 | 26.6 | 0.16 | 0.13
60284 | LITTLETON 7 1 | 60265 | LITTLETON 3 2 | 1 | Closed | Line | NO | -44.2 | 7.3 | 44.8 | 168.4 | 26.6 | 0.06 | -0.14
30219 | LAS VEGAS 58 2 | 30214 | HENDERSON 5 1 | 1 | Closed | Line | NO | 66.1 | 34.9 | 74.7 | 280.7 | 26.6 | 0.05 | -0.13
70028 | THERMOPOLIS 2 | 70033 | WORLAND 1 | 1 | Closed | Line | NO | -48.3 | 14.3 | 50.4 | 190.5 | 26.6 | 0.7 | 1.46
60740 | GEORGETOWN 3 | 60151 | EVERGREEN 1 | 1 | Closed | Line | NO | 44.4 | -0.7 | 44.4 | 166.8 | 26.6 | 0.36 | -0.08
13314 | PORTLAND 37 1 | 10129 | VANCOUVER 6 1 | 1 | Closed | Line | NO | -60.5 | -10.7 | 61.5 | 231.1 | 26.6 | 0.02 | -0.79
21451 | LOS GATOS 3 1 | 21459 | SAN JOSE 9 2 | 1 | Closed | Line | NO | -62.7 | 16.5 | 64.9 | 244.3 | 26.6 | 0.04 | -0.23
28544 | CHULA VISTA 1 2 | 28547 | SAN DIEGO 40 1 | 1 | Closed | Line | NO | 50.8 | -33.8 | 61 | 229.4 | 26.6 | 0.05 | -0.36
28055 | ANAHEIM 7 1 | 28050 | GARDEN GROVE 6 1 | 1 | Closed | Line | NO | -59.7 | 17.1 | 62.1 | 233.6 | 26.6 | 0.03 | -0.01
25680 | ARTESIA 3 | 25717 | WHITTIER 7 1 | 1 | Closed | Line | NO | 60.1 | -8.4 | 60.7 | 228.2 | 26.6 | 0.08 | 0.05
13631 | THE DALLES 3 12 | 13496 | THE DALLES 2 1 | 1 | Closed | Line | NO | -1034.4 | 223.1 | 1058.2 | 4092 | 26.6 | 1.08 | -109.23
74203 | MOUNTAIN HOME 2 1 | 74205 | MOUNTAIN HOME 2 3 | 1 | Closed | Transformer | YES | -10.3 | 1.5 | 10.5 | 39.4 | 26.6 | 0.01 | 0.38
10148 | VANCOUVER 11 1 | 10105 | VANCOUVER 5 3 | 1 | Closed | Line | NO | -6.6 | -37.6 | 38.2 | 143.8 | 26.6 | 0.02 | -0.21
30145 | LAS VEGAS 29 1 | 30152 | LAS VEGAS 32 3 | 1 | Closed | Line | NO | -72.8 | 7.7 | 73.2 | 275.9 | 26.6 | 0.09 | -0.07
13668 | CASCADE LOCKS 3 | 13667 | CASCADE LOCKS 2 | 1 | Closed | Transformer | YES | -108.8 | 7 | 109 | 410.4 | 26.6 | 0.03 | 2.15
11063 | TOUCHET 1 | 11065 | TOUCHET 3 | 1 | Closed | Transformer | YES | -130.6 | -31.6 | 134.3 | 512 | 26.6 | 0.1 | 6.07
25034 | ARROYO GRANDE 1 1 | 26144 | SANTA MARGARITA 2 3 | 1 | Closed | Line | NO | -59.8 | -6.4 | 60.2 | 226.6 | 26.6 | 0.34 | -7.42
23184 | FRESNO 14 1 | 23187 | FRESNO 14 4 | 1 | Closed | TransformerWinding | YES | 131.5 | 37.5 | 136.7 | 514.9 | 26.6 | 0.07 | 3.38
28577 | POWAY 1 1 | 28479 | SAN DIEGO 20 1 | 1 | Closed | Line | NO | 62.7 | 3.5 | 62.8 | 236.4 | 26.6 | 0.16 | 0.24
23499 | FIREBAUGH 4 1 | 23130 | FIREBAUGH 1 1 | 1 | Closed | Line | NO | 60.4 | 8.9 | 61.1 | 230.5 | 26.6 | 0.28 | -2.54
40148 | GLENDALE 12 1 | 40155 | PHOENIX 6 1 | 1 | Closed | Line | NO | 28.3 | -30.7 | 41.7 | 157.1 | 26.5 | 0.04 | -0.04
13346 | DAMASCUS 1 | 13360 | BORING 1 | 1 | Closed | Line | NO | 52 | 27.5 | 58.9 | 223.2 | 26.5 | 0.08 | -0.99
50282 | PROVO 6 2 | 50281 | PROVO 6 1 | 1 | Closed | Transformer | YES | -191.6 | -61.1 | 201.1 | 765.9 | 26.5 | 0.1 | 6.66
50005 | SAINT GEORGE 2 1 | 50002 | SANTA CLARA 9 1 | 1 | Closed | Line | NO | 76.6 | -2.1 | 76.6 | 288.6 | 26.5 | 0.21 | 0.37
28685 | COACHELLA 2 2 | 28668 | PALM DESERT 3 1 | 1 | Closed | Line | NO | 57.6 | 23.4 | 62.1 | 234.1 | 26.5 | 0.22 | -0.09
23345 | SANGER 3 1 | 23436 | FRESNO 25 1 | 1 | Closed | Line | NO | -331.6 | 7.9 | 331.6 | 1254.9 | 26.5 | 0.79 | -11.73
28233 | NORCO 1 | 28870 | CORONA 11 1 | 1 | Closed | Line | NO | -63.5 | 1.8 | 63.5 | 239.7 | 26.5 | 0.1 | 0.17
13544 | OXBOW 1 2 | 74114 | DONNELLY 1 | 1 | Closed | Line | NO | 61 | -13 | 62.4 | 235.1 | 26.5 | 1.45 | 0.24
40003 | YUMA 1 1 | 40013 | EHRENBERG 1 | 1 | Closed | Line | NO | -25.7 | -30.7 | 40.1 | 151 | 26.5 | 0.1 | -38.44
77152 | POLSON 1 1 | 77148 | RONAN 1 | 1 | Closed | Line | NO | 56.2 | -15.9 | 58.4 | 220 | 26.5 | 0.27 | -5.82
10717 | WENATCHEE 4 1 | 10861 | CENTRALIA 2 6 | 1 | Closed | Line | NO | 1005 | -443 | 1098.3 | 4141.3 | 26.5 | 4.78 | -719.46
13237 | WILSONVILLE 1 | 13293 | PORTLAND 25 1 | 1 | Closed | Line | NO | -61.9 | 5.6 | 62.2 | 235.3 | 26.5 | 0.12 | -0.95
10437 | BELLEVUE 5 1 | 10454 | RENTON 6 2 | 1 | Closed | Line | NO | 44 | 38.2 | 58.3 | 219.7 | 26.5 | 0.04 | 0.08
60296 | WESTMINSTER 5 1 | 60244 | ARVADA 6 3 | 1 | Closed | Line | NO | 40.2 | 17.1 | 43.7 | 165.1 | 26.5 | 0.03 | -0.31
25396 | LOS ANGELES 21 1 | 25446 | LOS ANGELES 38 2 | 1 | Closed | Line | NO | 39.2 | 42.7 | 58 | 220.4 | 26.5 | 0.04 | -0.65
13086 | ALBANY 1 1 | 13136 | SALEM 9 1 | 1 | Closed | Line | NO | -350.2 | 66.6 | 356.5 | 1352.6 | 26.5 | 0.62 | -6.84
28192 | UPLAND 3 1 | 28228 | ONTARIO 7 1 | 1 | Closed | Line | NO | -58.1 | -18.9 | 61.1 | 230.6 | 26.5 | 0.08 | -0.73
50453 | SAINT GEORGE 5 1 | 40980 | CHLORIDE 2 2 | 1 | Closed | Line | NO | 821.8 | -63.5 | 824.3 | 3111.7 | 26.5 | 8.64 | -106.63
28437 | SAN MARCOS 2 1 | 28843 | ESCONDIDO 10 3 | 1 | Closed | Line | NO | -57.8 | -22.1 | 61.9 | 233.6 | 26.5 | 0.07 | -0.73
23145 | SONORA 1 1 | 23160 | MARIPOSA 1 | 1 | Closed | Line | NO | 66.4 | -15.6 | 68.2 | 257.5 | 26.5 | 0.33 | -23.21
29055 | TWENTYNINE PALMS 3 2 | 28660 | YUCCA VALLEY 1 1 | 1 | Closed | Line | NO | 64.2 | -6.4 | 64.5 | 243.6 | 26.5 | 0.24 | -1.86
13562 | SPRINGFIELD 5 1 | 13076 | EUGENE 2 1 | 1 | Closed | Line | NO | 331.5 | -23.9 | 332.3 | 1255.3 | 26.5 | 0.67 | -13.06
28554 | CHULA VISTA 5 1 | 28553 | CHULA VISTA 4 1 | 1 | Closed | Line | NO | -61.3 | -13 | 62.7 | 236.7 | 26.5 | 0.08 | -0.35
10718 | WENATCHEE 4 2 | 10717 | WENATCHEE 4 1 | 1 | Closed | Transformer | YES | -380.7 | 54.7 | 384.6 | 1453.1 | 26.5 | 0.11 | 10.57
20409 | POLLOCK PINES 5 5 | 20281 | SOUTH LAKE TAHOE 2 1 | 1 | Closed | Line | NO | 63.5 | -3.1 | 63.6 | 240.2 | 26.5 | 0.55 | -2.1
28073 | ANAHEIM 9 1 | 28005 | BUENA PARK 2 1 | 1 | Closed | Line | NO | -61.7 | 5.4 | 62 | 234.4 | 26.5 | 0.04 | -0.18
28310 | OCEANSIDE 1 1 | 28337 | OCEANSIDE 2 2 | 1 | Closed | Line | NO | -75.6 | 0.3 | 75.6 | 286 | 26.5 | 0.06 | -0.74
77017 | BILLINGS 2 3 | 77008 | HARDIN 1 1 | 1 | Closed | Line | NO | -67.6 | 11.2 | 68.6 | 265.9 | 26.5 | 0.85 | -4.88
21222 | NAPA 3 2 | 21221 | NAPA 3 1 | 1 | Closed | Transformer | YES | -108.7 | -13.2 | 109.5 | 415.7 | 26.5 | 0.05 | 3.44
77210 | BILLINGS 8 2 | 77022 | BILLINGS 5 1 | 1 | Closed | Line | NO | 68.5 | 3.7 | 68.6 | 259.4 | 26.5 | 0.13 | 0.08
53189 | THOREAU 1 | 53230 | PREWITT 3 | 1 | Closed | Line | NO | -45.1 | -11.3 | 46.5 | 176.4 | 26.5 | 0.28 | -0.53
40624 | SIERRA VISTA 3 2 | 40748 | FORT HUACHUCA 2 2 | 1 | Closed | Line | NO | 32.1 | 26.2 | 41.4 | 160.3 | 26.4 | 0.15 | -1.67
20336 | POLLOCK PINES 3 2 | 20338 | POLLOCK PINES 3 4 | 1 | Closed | TransformerWinding | YES | -96.1 | 28.6 | 100.3 | 379.4 | 26.4 | 0 | 0.01
26071 | TAFT 2 1 | 26195 | CASTAIC 3 2 | 1 | Closed | Line | NO | 350.3 | -31.9 | 351.7 | 1330.8 | 26.4 | 1.77 | -77.78
60528 | PUEBLO 5 1 | 60468 | PUEBLO 1 1 | 1 | Closed | Line | NO | -42.9 | -9.6 | 44 | 167.2 | 26.4 | 0.24 | -0.09
20082 | DAVIS 1 1 | 20099 | YUBA CITY 3 2 | 1 | Closed | Line | NO | -59 | 4.3 | 59.2 | 231.3 | 26.4 | 0.53 | -9.38
20265 | FORESTHILL 1 1 | 20264 | COLFAX 2 1 | 1 | Closed | Line | NO | 58 | 1.8 | 58.1 | 219.7 | 26.4 | 0.14 | -0.34
40274 | CHANDLER 2 2 | 40234 | PHOENIX 44 1 | 1 | Closed | Line | NO | -32.9 | 21.2 | 39.1 | 149 | 26.4 | 0.16 | -0.16
40883 | GILA BEND 5 1 | 40884 | GILA BEND 5 2 | 1 | Closed | Transformer | YES | -66.5 | 24.5 | 70.9 | 268.2 | 26.4 | 0.06 | 1.57
23407 | FRESNO 24 2 | 23181 | FRESNO 11 1 | 1 | Closed | Line | NO | 59.8 | 17.7 | 62.3 | 235.9 | 26.4 | 0.11 | 0.28
25688 | SANTA FE SPRINGS 1 | 25672 | NORWALK 1 1 | 1 | Closed | Line | NO | -13.4 | 50.5 | 52.2 | 199.8 | 26.4 | 0.02 | -0.54
13005 | BROOKINGS 1 | 20006 | CRESCENT CITY 2 | 1 | Closed | Line | NO | -59.6 | 3.9 | 59.8 | 228.5 | 26.4 | 0.22 | -3.68
60173 | GOLDEN 1 1 | 60190 | BOULDER 7 1 | 1 | Closed | Line | NO | 19.1 | 33.9 | 38.9 | 147.3 | 26.4 | 0.05 | 0.08
40122 | AVONDALE 4 1 | 40810 | GLENDALE 23 2 | 1 | Closed | Line | NO | -69.5 | 8.1 | 69.9 | 265.3 | 26.4 | 0.09 | -0.17
25594 | LOS ANGELES 78 1 | 25639 | PALMDALE 3 1 | 1 | Closed | Line | NO | -347.1 | -27.2 | 348.1 | 1319.1 | 26.4 | 0.72 | -36.07
23076 | MODESTO 1 1 | 23310 | MODESTO 10 2 | 1 | Closed | Line | NO | -60.3 | -4.1 | 60.4 | 229.6 | 26.4 | 0.16 | 0.21
74251 | CAMBRIDGE 2 | 74004 | WEISER 1 | 1 | Closed | Line | NO | 64.7 | -7.1 | 65.1 | 246.8 | 26.4 | 1.41 | 3.02
30346 | MOAPA 2 2 | 30262 | LOGANDALE 1 | 1 | Closed | Line | NO | 81.5 | 6.7 | 81.8 | 309.9 | 26.4 | 0.26 | -1.77
23469 | SNELLING 1 | 23129 | WINTON 1 | 1 | Closed | Line | NO | 68.2 | -2.2 | 68.2 | 258.6 | 26.4 | 0.22 | -2.47
10092 | VANCOUVER 2 1 | 10173 | BATTLE GROUND 1 2 | 1 | Closed | Line | NO | -58.5 | 18.6 | 61.4 | 235.9 | 26.4 | 0.2 | -2.04
20387 | REDDING 8 1 | 20423 | YUBA CITY 6 1 | 1 | Closed | Line | NO | 1049.5 | -310.5 | 1094.5 | 4207 | 26.4 | 3.98 | -682.25
25196 | CANOGA PARK 1 3 | 26195 | CASTAIC 3 2 | 1 | Closed | Line | NO | -333.9 | -62.9 | 339.8 | 1288.4 | 26.4 | 1.27 | -31.48
74002 | POST FALLS 1 1 | 74208 | RATHDRUM 2 2 | 1 | Closed | Line | NO | -64.2 | -2.5 | 64.2 | 243.8 | 26.4 | 0.06 | -0.39
28531 | MENTONE 1 | 28582 | YUCAIPA 1 2 | 1 | Closed | Line | NO | -61.4 | -7.4 | 61.9 | 235.1 | 26.4 | 0.12 | -0.29
21399 | SANTA CRUZ 5 2 | 21397 | SANTA CRUZ 4 1 | 1 | Closed | Line | NO | 60.8 | -13.1 | 62.2 | 236.1 | 26.4 | 0.09 | -4.01
60441 | COLORADO SPRINGS 5 1 | 60535 | COLORADO SPRINGS 27 1 | 1 | Closed | Line | NO | 43.9 | -1.7 | 44 | 166.8 | 26.4 | 0.14 | -0.97
25133 | BAKERSFIELD 13 1 | 25109 | BAKERSFIELD 4 2 | 1 | Closed | Line | NO | -54.9 | -18.5 | 57.9 | 220.4 | 26.3 | 0.09 | 0.14
28954 | BLYTHE 3 6 | 28738 | DESERT CENTER 2 | 1 | Closed | Line | NO | 315 | 13.2 | 315.3 | 1201.3 | 26.3 | 0.9 | -24.99
74272 | AHSAHKA 1 | 74278 | AHSAHKA 7 | 1 | Closed | Transformer | YES | -117.9 | -24.4 | 120.4 | 461.2 | 26.3 | 0.07 | 4.63
70034 | BASIN 1 | 70036 | GREYBULL 2 | 1 | Closed | Line | NO | -51.5 | 13.2 | 53.2 | 205.8 | 26.3 | 0.79 | -0.85
60514 | AURORA 15 1 | 60557 | PARKER 4 1 | 1 | Closed | Line | NO | -43.3 | 4.6 | 43.6 | 167.1 | 26.3 | 0.19 | -1.79
13367 | KLAMATH FALLS 1 2 | 13460 | KENO 2 | 1 | Closed | Line | NO | -66.4 | -1 | 66.4 | 254 | 26.3 | 0.45 | -0.63
10077 | VANCOUVER 1 1 | 10137 | LA CENTER 1 | 1 | Closed | Line | NO | -59.1 | 16.3 | 61.3 | 236.3 | 26.3 | 0.22 | -2.44
25739 | LA HABRA 1 1 | 28111 | ORANGE 3 1 | 1 | Closed | Line | NO | -19.3 | 48.9 | 52.6 | 200.8 | 26.3 | 0.01 | -0.19
28067 | COSTA MESA 4 1 | 28075 | SANTA ANA 3 2 | 1 | Closed | Line | NO | -61.8 | 11.4 | 62.8 | 239.3 | 26.3 | 0.11 | 0.03
25870 | BORON 1 2 | 26111 | BORON 4 3 | 1 | Closed | Line | NO | -59.4 | 2.4 | 59.5 | 227.2 | 26.3 | 0.1 | -2.46
25431 | LOS ANGELES 33 1 | 25516 | LOS ANGELES 63 1 | 1 | Closed | Line | NO | 43.7 | -37.1 | 57.4 | 218.2 | 26.3 | 0.03 | -0.63
50008 | SAINT GEORGE 3 1 | 50454 | SAINT GEORGE 5 2 | 1 | Closed | Line | NO | -68.4 | -10 | 69.1 | 263.3 | 26.3 | 0.19 | -0.46
21016 | PETALUMA 1 1 | 21043 | NOVATO 1 1 | 1 | Closed | Line | NO | 61.9 | 10.1 | 62.7 | 238.6 | 26.3 | 0.09 | 0.1
10838 | TACOMA 21 1 | 10127 | BREMERTON 5 1 | 1 | Closed | Line | NO | 294.1 | 100.3 | 310.7 | 1195.6 | 26.3 | 0.87 | -12.54
20336 | POLLOCK PINES 3 2 | 20347 | POLLOCK PINES 4 1 | 1 | Closed | Line | NO | 58.2 | -1.8 | 58.3 | 221.8 | 26.3 | 0.1 | -1.23
60490 | COLORADO SPRINGS 12 2 | 60543 | COLORADO SPRINGS 29 1 | 1 | Closed | Line | NO | 30.2 | 28.4 | 41.4 | 160.1 | 26.3 | 0.11 | -0.97
30223 | HENDERSON 9 1 | 30352 | BUNKERVILLE 1 2 | 1 | Closed | Line | NO | -73.4 | 3.1 | 73.4 | 280.4 | 26.3 | 0.16 | -0.68
60354 | DENVER 29 1 | 60753 | COMMERCE CITY 3 2 | 1 | Closed | Line | NO | -143.3 | -61.6 | 156 | 594.4 | 26.3 | 0.55 | -10.17
25693 | SOUTH EL MONTE 1 1 | 25985 | PASADENA 8 2 | 1 | Closed | Line | NO | -53.3 | -27.2 | 59.8 | 228 | 26.2 | 0.05 | -0.91
20509 | SACRAMENTO 36 2 | 20508 | SACRAMENTO 36 1 | 1 | Closed | Transformer | YES | -360.7 | -106.2 | 376 | 1451.6 | 26.2 | 0.22 | 15.87
20473 | MIDDLETOWN 5 1 | 20486 | MIDDLETOWN 6 3 | 1 | Closed | Line | NO | -38.2 | -42.9 | 57.4 | 218.9 | 26.2 | 0.02 | -0.27
21728 | HAYWARD 8 2 | 21261 | OAKLAND 16 1 | 1 | Closed | Line | NO | 281.8 | 107.2 | 301.5 | 1156 | 26.2 | 0.26 | -5.37
53301 | DEMING 4 2 | 53300 | DEMING 4 1 | 1 | Closed | Transformer | YES | -41.8 | 8.2 | 42.6 | 162.6 | 26.2 | 0.02 | 1.06
20036 | CLEARLAKE 1 | 20486 | MIDDLETOWN 6 3 | 1 | Closed | Line | NO | -55.4 | -13.8 | 57.1 | 217.6 | 26.2 | 0.31 | -2.01
53082 | ALBUQUERQUE 10 1 | 53096 | ALBUQUERQUE 15 2 | 1 | Closed | Line | NO | -45 | -7 | 45.5 | 173.7 | 26.2 | 0.06 | -0.42
26214 | PLAYA DEL REY 3 | 25256 | VENICE 1 1 | 1 | Closed | Line | NO | 60.7 | 3.6 | 60.8 | 232 | 26.2 | 0.03 | -0.13
10857 | CENTRALIA 2 2 | 10928 | CHEHALIS 2 1 | 1 | Closed | Line | NO | -335.5 | -76.2 | 344.1 | 1312.4 | 26.2 | 0.43 | -8.06
10432 | BONNEY LAKE 1 1 | 10735 | TACOMA 19 2 | 1 | Closed | Line | NO | -283 | -171.9 | 331.1 | 1263.6 | 26.2 | 0.55 | -14.2
60849 | RIFLE 2 3 | 60044 | RIFLE 1 1 | 1 | Closed | Line | NO | 44.1 | 2.1 | 44.1 | 168.5 | 26.2 | 0.48 | -0.53
50143 | RIVERTON 1 3 | 50178 | DRAPER 1 1 | 1 | Closed | Line | NO | -73.6 | -12.3 | 74.6 | 284.9 | 26.2 | 0.17 | -0.99
25007 | SAN LUIS OBISPO 2 2 | 26132 | AVILA BEACH 3 | 1 | Closed | Line | NO | -58.1 | 5.1 | 58.3 | 223.2 | 26.2 | 0.2 | 0.41
60884 | WELLINGTON 4 1 | 60891 | WELLINGTON 4 8 | 1 | Closed | Transformer | YES | -292.2 | -25.9 | 293.4 | 1126.1 | 26.2 | 0.2 | 12.41
25010 | PASO ROBLES 2 2 | 25012 | PASO ROBLES 2 4 | 1 | Closed | TransformerWinding | YES | -105.4 | -8.8 | 105.8 | 404.1 | 26.2 | -0.05 | -3.02
30449 | BUNKERVILLE 2 1 | 30455 | BUNKERVILLE 2 7 | 1 | Closed | Transformer | YES | -115.6 | -62.7 | 131.6 | 509.7 | 26.2 | 0.06 | 3.79
50306 | HUNTINGTON 1 3 | 50298 | MOUNT PLEASANT 1 | 1 | Closed | Line | NO | 73.3 | -7.3 | 73.7 | 281.6 | 26.2 | 0.41 | -8.2
60524 | COLORADO SPRINGS 24 1 | 60545 | COLORADO SPRINGS 30 1 | 1 | Closed | Line | NO | 41.3 | -11.8 | 43 | 164.3 | 26.2 | 0.08 | -0.37
60135 | SANFORD 1 | 60134 | ALAMOSA 1 1 | 1 | Closed | Line | NO | -43.1 | 8.8 | 44 | 169.4 | 26.2 | 0.47 | 0.87
13660 | WASCO 4 1 | 13662 | WASCO 4 3 | 1 | Closed | Transformer | YES | -15 | 4.1 | 15.5 | 59.4 | 26.2 | 0.03 | 0.61
10395 | KIRKLAND 1 1 | 10420 | KIRKLAND 3 1 | 1 | Closed | Line | NO | -58.2 | -14.7 | 60 | 229.5 | 26.1 | 0.07 | -2.63
30169 | NORTH LAS VEGAS 2 1 | 30108 | LAS VEGAS 8 1 | 1 | Closed | Line | NO | 72.7 | 7 | 73 | 279.4 | 26.1 | 0.08 | -0.76
60853 | COLORADO SPRINGS 34 2 | 60489 | COLORADO SPRINGS 12 1 | 1 | Closed | Line | NO | 99.6 | 98.6 | 140.2 | 536.6 | 26.1 | 0.43 | 0.43
70151 | POINT OF ROCKS 1 | 70156 | POINT OF ROCKS 6 | 1 | Closed | Transformer | YES | -202.3 | 44.8 | 207.2 | 793.6 | 26.1 | 0.09 | 4.6
60514 | AURORA 15 1 | 60485 | AURORA 8 2 | 1 | Closed | Line | NO | 38.7 | -18.1 | 42.7 | 163.6 | 26.1 | 0.04 | -0.27
40564 | TUCSON 43 1 | 40575 | TUCSON 48 1 | 1 | Closed | Line | NO | -39.6 | -13.8 | 41.9 | 160.9 | 26.1 | 0.04 | 0.01
10196 | TACOMA 6 1 | 10735 | TACOMA 19 2 | 1 | Closed | Line | NO | -285.9 | -142.3 | 319.4 | 1224.4 | 26.1 | 0.37 | -10.71
13111 | HARRISBURG 1 | 13093 | EUGENE 5 1 | 1 | Closed | Line | NO | 61.4 | 14.1 | 63 | 241.7 | 26.1 | 0.3 | 0.59
29080 | SUN CITY 4 1 | 29083 | SUN CITY 4 4 | 1 | Closed | Transformer | YES | -407.6 | -189.9 | 449.7 | 1756.5 | 26.1 | 0.23 | 18.5
60643 | GROVER 4 | 60642 | GROVER 3 | 2 | Closed | Transformer | YES | -21.2 | -2.2 | 21.3 | 82.1 | 26 | 0.02 | 0.43
60643 | GROVER 4 | 60642 | GROVER 3 | 1 | Closed | Transformer | YES | -21.2 | -2.2 | 21.3 | 82.1 | 26 | 0.02 | 0.43
10375 | KENMORE 1 | 10447 | WOODINVILLE 1 1 | 1 | Closed | Line | NO | -57.8 | -23.6 | 62.5 | 240 | 26 | 0.06 | -3.99
21283 | BENICIA 2 1 | 21717 | MARTINEZ 4 1 | 1 | Closed | Line | NO | -47.5 | -33.7 | 58.2 | 223.8 | 26 | 0.04 | 0.05
60370 | DENVER 34 1 | 60753 | COMMERCE CITY 3 2 | 1 | Closed | Line | NO | -120.6 | -82.5 | 146.1 | 561.3 | 26 | 0.35 | -2.36
53119 | ALBUQUERQUE 22 1 | 53267 | ALBUQUERQUE 30 2 | 1 | Closed | Line | NO | -43.9 | -5.6 | 44.3 | 170.3 | 26 | 0.1 | -0.56
28324 | RIVERSIDE 15 1 | 28277 | RIVERSIDE 5 2 | 1 | Closed | Line | NO | 45.3 | -36.9 | 58.4 | 224.5 | 26 | 0.06 | -0.08
60468 | PUEBLO 1 1 | 60574 | PUEBLO 9 1 | 1 | Closed | Line | NO | -42.5 | -8.6 | 43.3 | 166.6 | 26 | 0.17 | -2.08
50396 | CASTLE DALE 2 2 | 50309 | CASTLE DALE 1 1 | 1 | Closed | Line | NO | 73.6 | -24.5 | 77.6 | 298.4 | 26 | 0.1 | -0.7
40454 | APACHE JUNCTION 2 1 | 40453 | APACHE JUNCTION 1 3 | 1 | Closed | Line | NO | 40.9 | 8.8 | 41.9 | 161 | 26 | 0.14 | -0.32
23409 | SHAVER LAKE 1 1 | 23291 | AUBERRY 1 1 | 1 | Closed | Line | NO | 307.4 | 47.6 | 311.1 | 1216.3 | 26 | 0.58 | -28.05
20014 | FORT BRAGG 1 | 20017 | LAYTONVILLE 1 | 1 | Closed | Line | NO | -59 | 10.3 | 59.9 | 233.4 | 26 | 0.79 | 0.46
21324 | WINTERS 2 | 20066 | ESPARTO 1 | 1 | Closed | Line | NO | -60.7 | 6.3 | 61.1 | 236 | 26 | 0.33 | 0.95
28323 | RIVERSIDE 14 3 | 28328 | PERRIS 2 1 | 1 | Closed | Line | NO | -37.9 | -37.6 | 53.4 | 205.7 | 26 | 0.03 | -0.41
10749 | BRIDGEPORT 3 | 10571 | BREWSTER 1 | 1 | Closed | Line | NO | 60.8 | -2.2 | 60.9 | 234.4 | 26 | 0.12 | -0.53
11011 | GRAND COULEE 1 | 10747 | BRIDGEPORT 1 | 1 | Closed | Line | NO | 1070.2 | -183.9 | 1085.9 | 4182.6 | 26 | 1.42 | -157.32
13492 | NEWBERG 3 1 | 13196 | WOODBURN 2 1 | 1 | Closed | Line | NO | 59.7 | -10.4 | 60.6 | 233.4 | 26 | 0.08 | -7.42
28585 | SAN DIEGO 45 1 | 28615 | CHULA VISTA 9 1 | 1 | Closed | Line | NO | 59.6 | 12.3 | 60.9 | 234.7 | 26 | 0.03 | -0.36
25620 | ALTADENA 2 1 | 25511 | GLENDALE 4 1 | 1 | Closed | Line | NO | 45.4 | -35.4 | 57.6 | 221.8 | 26 | 0.05 | -0.03
13023 | CLOVERDALE 1 1 | 13115 | CORNELIUS 2 | 1 | Closed | Line | NO | -45.3 | 19.4 | 49.3 | 228 | 25.9 | 0.28 | -18.35
40223 | PHOENIX 36 1 | 40282 | PHOENIX 64 1 | 1 | Closed | Line | NO | 2.4 | 49.2 | 49.3 | 190 | 25.9 | 0.11 | -0.04
28228 | ONTARIO 7 1 | 28796 | RANCHO CUCAMONGA 8 3 | 1 | Closed | Line | NO | -58.3 | -14.3 | 60 | 232.1 | 25.9 | 0.13 | 0.11
20292 | BURNEY 1 2 | 20475 | BURNEY 3 1 | 1 | Closed | Line | NO | -59.9 | -7.5 | 60.3 | 232.8 | 25.9 | 0.1 | -0.32
40999 | ARLINGTON 12 2 | 40998 | ARLINGTON 12 1 | 1 | Closed | Transformer | YES | 164.9 | -81 | 183.7 | 714.9 | 25.9 | 0.05 | 3.83
40555 | TUCSON 38 2 | 40557 | TUCSON 38 4 | 1 | Closed | TransformerWinding | YES | -211.8 | -35.9 | 214.8 | 828.7 | 25.9 | -0.04 | -3.56
60705 | HAYDEN 2 2 | 60704 | HAYDEN 2 1 | 1 | Closed | Transformer | YES | -194.3 | -24.8 | 195.9 | 758.4 | 25.9 | 0.07 | 4.45
10077 | VANCOUVER 1 1 | 13292 | PORTLAND 24 1 | 1 | Closed | Line | NO | 48.7 | -34.1 | 59.4 | 229.5 | 25.9 | 0.08 | -0.44
13197 | LEBANON 1 1 | 13252 | SWEET HOME 2 | 1 | Closed | Line | NO | -43.1 | -18.4 | 46.8 | 180.8 | 25.9 | 0.07 | -6.12
60011 | RANGELY 1 | 60020 | GRAND JUNCTION 4 1 | 1 | Closed | Line | NO | 37.9 | -7.3 | 38.6 | 165.2 | 25.9 | 0.27 | -27.57
21562 | SAN JOSE 42 1 | 21506 | SAN JOSE 21 1 | 1 | Closed | Line | NO | -39.7 | 29.6 | 49.6 | 193.2 | 25.9 | 0.05 | -0.67
40346 | MESA 3 1 | 40325 | SCOTTSDALE 7 1 | 1 | Closed | Line | NO | 40.6 | 5.4 | 41 | 158.4 | 25.9 | 0.03 | -0.33
74045 | NAMPA 2 2 | 74035 | CALDWELL 3 1 | 1 | Closed | Line | NO | 59.2 | 18.9 | 62.2 | 240.2 | 25.9 | 0.08 | 0.03
10618 | RITZVILLE 1 | 10876 | DAYTON 3 3 | 1 | Closed | Line | NO | -52.3 | 9 | 53.1 | 213.6 | 25.9 | 1.27 | -4.67
26137 | TORRANCE 8 1 | 25364 | INGLEWOOD 2 1 | 1 | Closed | Line | NO | 55.8 | -9.3 | 56.6 | 218.6 | 25.9 | 0.01 | -0.14
28688 | BORREGO SPRINGS 1 | 28986 | CALIPATRIA 9 1 | 1 | Closed | Line | NO | -60.7 | 2.1 | 60.7 | 238.2 | 25.9 | 0.46 | -5.44
77004 | GLASGOW 1 1 | 77009 | MALTA 2 1 | 1 | Closed | Line | NO | 62.5 | -15.6 | 64.4 | 249.2 | 25.9 | 1.42 | 2.23
60886 | WELLINGTON 4 3 | 60287 | LOVELAND 4 1 | 1 | Closed | Line | NO | 162 | 37.5 | 166.3 | 642.9 | 25.9 | 1.32 | -2.33
21051 | MILL VALLEY 1 1 | 21119 | SAN FRANCISCO 19 1 | 1 | Closed | Line | NO | 49.6 | 7.1 | 50.1 | 194.6 | 25.9 | 0.06 | -1.85
28047 | GARDEN GROVE 5 2 | 28117 | IRVINE 3 1 | 1 | Closed | Line | NO | 62.5 | 4.9 | 62.7 | 242.4 | 25.9 | 0.08 | -0.31
25083 | VENTURA 1 3 | 25114 | SANTA PAULA 2 1 | 1 | Closed | Line | NO | 34 | 41.1 | 53.3 | 207.8 | 25.9 | 0.13 | -0.69
40267 | PHOENIX 58 1 | 40302 | PARADISE VALLEY 1 | 1 | Closed | Line | NO | -40.5 | -0.6 | 40.5 | 157 | 25.9 | 0.11 | -0.17
21095 | SONOMA 2 1 | 21178 | NAPA 2 1 | 1 | Closed | Line | NO | -51.6 | 24.9 | 57.3 | 222.8 | 25.9 | 0.21 | -0.36
13372 | KLAMATH FALLS 3 1 | 13556 | KLAMATH FALLS 5 3 | 1 | Closed | Line | NO | -60.6 | 5.1 | 60.8 | 236.1 | 25.8 | 0.13 | -0.99
28441 | REDLANDS 1 1 | 28366 | CRESTLINE 1 | 1 | Closed | Line | NO | -58.4 | 15.8 | 60.5 | 235.4 | 25.8 | 0.12 | -0.69
25099 | VENTURA 3 2 | 25150 | FILLMORE 1 2 | 1 | Closed | Line | NO | 56.7 | 11.4 | 57.9 | 227.7 | 25.8 | 0.14 | -4.75
25737 | DUARTE 1 1 | 25749 | COVINA 2 1 | 1 | Closed | Line | NO | -8.9 | 44.1 | 45 | 180.1 | 25.8 | 0.07 | -1.54
21396 | DANVILLE 2 1 | 21481 | PITTSBURG 2 1 | 1 | Closed | Line | NO | -58.7 | -17.1 | 61.1 | 236.7 | 25.8 | 0.19 | -4.23
23341 | RIPON 2 2 | 23421 | RIPON 3 1 | 1 | Closed | Line | NO | 63.2 | -11 | 64.2 | 248.5 | 25.8 | 0.01 | 0.01
70065 | GILLETTE 2 1 | 70047 | BUFFALO 1 | 1 | Closed | Line | NO | 56.7 | -4.8 | 56.9 | 220.5 | 25.8 | 1.58 | 2.36
40679 | SAINT JOHNS 1 3 | 40762 | SAINT JOHNS 2 3 | 1 | Closed | Line | NO | -39.8 | -1.7 | 39.8 | 154.3 | 25.8 | 0.03 | 0.01
28066 | COSTA MESA 3 1 | 28152 | ALISO VIEJO 2 1 | 1 | Closed | Line | NO | 55.2 | -29.5 | 62.6 | 242.7 | 25.8 | 0.08 | -0.06
30136 | LAS VEGAS 22 3 | 30130 | LAS VEGAS 19 1 | 1 | Closed | Line | NO | -60.6 | -37.5 | 71.3 | 276.2 | 25.8 | 0.06 | -0.21
74002 | POST FALLS 1 1 | 74033 | HAYDEN 3 1 | 1 | Closed | Line | NO | 51.1 | 29 | 58.8 | 234.1 | 25.8 | 0.14 | -3.31
25774 | LANCASTER 6 1 | 25869 | BORON 1 1 | 1 | Closed | Line | NO | -316.2 | -35.8 | 318.2 | 1233.8 | 25.8 | 1.32 | -17.38
13385 | WARM SPRINGS 1 | 13489 | LOWELL 1 2 | 1 | Closed | Line | NO | 57.3 | -17.8 | 60.1 | 232.8 | 25.8 | 0.71 | -10.58
28012 | WESTMINSTER 2 2 | 28110 | ORANGE 2 1 | 1 | Closed | Line | NO | 60.7 | -6.2 | 61 | 236.6 | 25.8 | 0.16 | -2.02
10741 | COUGAR 1 3 | 10935 | COUGAR 2 2 | 1 | Closed | Line | NO | 61.6 | -3.2 | 61.7 | 239.1 | 25.8 | 0.11 | -0.13
28447 | SAN DIEGO 10 1 | 28493 | SAN DIEGO 27 1 | 1 | Closed | Line | NO | 53.5 | 23.6 | 58.5 | 229.9 | 25.8 | 0.09 | -1.98
25438 | GARDENA 2 2 | 25382 | HAWTHORNE 1 1 | 1 | Closed | Line | NO | 59 | -7.4 | 59.4 | 230.5 | 25.8 | 0.04 | -0.25
13136 | SALEM 9 1 | 13264 | PORTLAND 15 2 | 1 | Closed | Line | NO | -331.6 | -61.8 | 337.3 | 1308.2 | 25.8 | 2.11 | -29.76
10516 | GOLD BAR 1 | 10514 | GRANITE FALLS 1 | 1 | Closed | Line | NO | -58.2 | 14.5 | 60 | 233.7 | 25.8 | 0.34 | 0.21
23204 | FRESNO 21 1 | 23200 | CLOVIS 1 3 | 1 | Closed | Line | NO | -54.2 | -9.4 | 55 | 213.4 | 25.8 | 0.06 | -0.52
80049 | EL PASO 29 2 | 80057 | EL PASO 30 5 | 1 | Closed | Line | NO | 150 | -4.6 | 150.1 | 582.4 | 25.8 | 0.29 | -2.14
50078 | BRIGHAM CITY 1 | 50205 | LOGAN 2 3 | 1 | Closed | Line | NO | -67.1 | -21.4 | 70.4 | 273.3 | 25.8 | 0.19 | -3.23
10270 | SEATTLE 17 1 | 10242 | SEATTLE 8 1 | 1 | Closed | Line | NO | 54.8 | -22.6 | 59.2 | 229.9 | 25.8 | 0.07 | -0.1
40043 | KINGMAN 2 1 | 41017 | KINGMAN 4 1 | 1 | Closed | Line | NO | -42.3 | -9.7 | 43.4 | 170.2 | 25.7 | 0.5 | -0.17
53035 | ALAMOGORDO 1 1 | 53037 | ALAMOGORDO 2 2 | 1 | Closed | Line | NO | -44.2 | 0.2 | 44.2 | 173.8 | 25.7 | 0.48 | 1.17
80020 | EL PASO 12 1 | 80050 | EL PASO 29 3 | 1 | Closed | Line | NO | -38.2 | 12.7 | 40.2 | 157.6 | 25.7 | 0.07 | -0.78
20074 | CHICO 1 2 | 20073 | CHICO 1 1 | 1 | Closed | Transformer | YES | -101.6 | -24 | 104.4 | 408 | 25.7 | 0.03 | 2.21
13324 | OREGON CITY 2 1 | 13264 | PORTLAND 15 2 | 1 | Closed | Line | NO | -325.1 | 56.4 | 330 | 1286.2 | 25.7 | 0.7 | -0.52
10285 | SEATTLE 22 1 | 10424 | RENTON 4 1 | 1 | Closed | Line | NO | -57.4 | 17.3 | 60 | 235.4 | 25.7 | 0.13 | -1.39
13131 | SPRINGFIELD 1 1 | 13109 | EUGENE 9 1 | 1 | Closed | Line | NO | 55.1 | 10 | 56 | 217.8 | 25.7 | 0.12 | -0.28
40049 | LITTLEFIELD 2 | 40061 | FREDONIA 1 | 1 | Closed | Line | NO | -39.6 | 7.6 | 40.3 | 162.1 | 25.7 | 1.05 | -1.68
20120 | SACRAMENTO 4 1 | 20141 | SACRAMENTO 15 1 | 1 | Closed | Line | NO | -54.9 | -19.7 | 58.3 | 227.1 | 25.7 | 0.03 | 0.04
21035 | SANTA ROSA 7 1 | 21038 | SANTA ROSA 7 4 | 1 | Closed | TransformerWinding | YES | 116.3 | 37.6 | 122.2 | 475.7 | 25.7 | 0.1 | 5.97
10071 | OLYMPIA 9 1 | 10153 | UNIVERSITY PLACE 1 | 1 | Closed | Line | NO | 59.4 | -5.5 | 59.7 | 232.3 | 25.7 | 0.1 | -10.01
26016 | REDONDO BEACH 4 3 | 25338 | REDONDO BEACH 1 1 | 1 | Closed | Line | NO | 58 | 8.6 | 58.6 | 228.3 | 25.7 | 0.03 | -0.11
10862 | SILVER CREEK 2 1 | 10865 | SILVER CREEK 2 4 | 1 | Closed | Transformer | YES | -110.9 | -52 | 122.5 | 486.7 | 25.7 | 0.09 | 5.55
21200 | SAN CARLOS 1 2 | 21233 | REDWOOD CITY 5 2 | 1 | Closed | Line | NO | 31.2 | -51.9 | 60.6 | 235.8 | 25.7 | 0.05 | -0.09
53228 | PREWITT 1 | 53233 | PREWITT 6 | 1 | Closed | Transformer | YES | -255.9 | -113.3 | 279.8 | 1100.3 | 25.7 | 0.1 | 6.45
50181 | BOUNTIFUL 2 1 | 50411 | BOUNTIFUL 3 1 | 1 | Closed | Line | NO | -71.1 | -15.1 | 72.7 | 282.9 | 25.7 | 0.07 | -0.32
25384 | HAWTHORNE 3 1 | 25937 | EL SEGUNDO 2 1 | 1 | Closed | Line | NO | -53.8 | 24.8 | 59.2 | 232.3 | 25.7 | 0.07 | -0.83
23483 | FRESNO 26 2 | 23482 | FRESNO 26 1 | 1 | Closed | Transformer | YES | -102.9 | 0.1 | 102.9 | 401.4 | 25.7 | 0.06 | 2.78
21482 | PITTSBURG 3 1 | 20362 | RIO VISTA 2 2 | 1 | Closed | Line | NO | -59 | -4.3 | 59.2 | 230.8 | 25.7 | 0.09 | -0.11
21415 | LOS GATOS 2 1 | 21436 | CAMPBELL 2 1 | 1 | Closed | Line | NO | -3.8 | -46 | 46.1 | 179.8 | 25.7 | 0.04 | -0.9
10805 | ROCKPORT 2 1 | 10807 | ROCKPORT 2 3 | 1 | Closed | Transformer | YES | -30.2 | 3.6 | 30.4 | 118.6 | 25.7 | 0.04 | 1.32
10587 | MOSES LAKE 2 2 | 10586 | MOSES LAKE 2 1 | 1 | Closed | Transformer | YES | -107.2 | -15.5 | 108.3 | 424.5 | 25.6 | 0.07 | 2.89
10058 | LACEY 1 2 | 10072 | OLYMPIA 10 1 | 1 | Closed | Line | NO | 59.7 | 9 | 60.4 | 235.5 | 25.6 | 0.06 | 0.11
21064 | SAUSALITO 2 | 21115 | SAN FRANCISCO 17 1 | 1 | Closed | Line | NO | -58.4 | 2.8 | 58.4 | 228.4 | 25.6 | 0.1 | -0.28
77282 | HARDIN 3 1 | 77286 | HARDIN 3 5 | 1 | Closed | Transformer | YES | -115.2 | 7.7 | 115.4 | 450.5 | 25.6 | 0.06 | 3.74
60550 | FOUNTAIN 1 1 | 60453 | COLORADO SPRINGS 7 1 | 1 | Closed | Line | NO | 42.4 | -4.9 | 42.6 | 166.4 | 25.6 | 0.08 | -0.1
13124 | ALBANY 2 1 | 13257 | STAYTON 1 | 1 | Closed | Line | NO | -56.5 | -10.3 | 57.4 | 224.5 | 25.6 | 0.27 | -1.17
74030 | ATHOL 1 | 74056 | SAGLE 1 | 1 | Closed | Line | NO | -61.4 | -8.3 | 62 | 242.7 | 25.6 | 0.22 | -0.49
23340 | RIPON 2 1 | 23343 | RIPON 2 4 | 1 | Closed | TransformerWinding | YES | 150.8 | 21.8 | 152.4 | 595.2 | 25.6 | 0.19 | 8.77
60337 | DENVER 21 1 | 60725 | DENVER 55 2 | 1 | Closed | Line | NO | -126.9 | -65.9 | 143 | 558.7 | 25.6 | 0.27 | -1.06
30108 | LAS VEGAS 8 1 | 30168 | NORTH LAS VEGAS 1 1 | 1 | Closed | Line | NO | -67.8 | -20.5 | 70.8 | 276.6 | 25.6 | 0.11 | -2.12
10093 | VANCOUVER 3 1 | 13182 | BEAVERTON 4 1 | 1 | Closed | Line | NO | 57.1 | -18.4 | 60 | 234.3 | 25.6 | 0.14 | 0.16
30417 | LAS VEGAS 75 1 | 30422 | LAS VEGAS 75 6 | 1 | Closed | Transformer | YES | -77.4 | -107.5 | 132.5 | 534.8 | 25.6 | 0.1 | 5.32
10971 | FORD 1 2 | 10973 | FORD 1 4 | 1 | Closed | Transformer | YES | -17.5 | 1.3 | 17.5 | 68.5 | 25.6 | 0.01 | 0.41
28330 | CARLSBAD 1 1 | 28353 | OCEANSIDE 5 1 | 1 | Closed | Line | NO | -39 | -41.4 | 56.9 | 222.3 | 25.6 | 0.03 | -0.25
70179 | GLENROCK 6 1 | 70148 | GLENROCK 4 1 | 1 | Closed | Line | NO | 62 | 3.9 | 62.1 | 242.8 | 25.6 | 0.28 | 0.48
40534 | TUCSON 27 1 | 40920 | TUCSON 53 1 | 1 | Closed | Line | NO | -41 | 1.3 | 41 | 160.9 | 25.6 | 0.08 | -0.54
74251 | CAMBRIDGE 2 | 74250 | CAMBRIDGE 1 | 1 | Closed | Transformer | YES | -97.3 | 35.5 | 103.6 | 405.3 | 25.6 | 0.04 | 2.67
25205 | CHATSWORTH 2 1 | 25216 | PORTER RANCH 1 1 | 1 | Closed | Line | NO | 57.7 | 5.5 | 58 | 227 | 25.6 | 0.11 | -1.5
60848 | RIFLE 2 2 | 60016 | GRAND JUNCTION 2 1 | 1 | Closed | Line | NO | 149.4 | 0.4 | 149.4 | 587.6 | 25.6 | 1.04 | -22.8
50370 | SALT LAKE CITY 30 1 | 50373 | SALT LAKE CITY 30 4 | 1 | Closed | TransformerWinding | YES | 214.5 | 30.8 | 216.7 | 848.1 | 25.6 | 0.23 | 13.96
23056 | MANTECA 2 2 | 23100 | MODESTO 9 3 | 1 | Closed | Line | NO | -54.3 | -5.1 | 54.5 | 213.4 | 25.6 | 0.07 | -6.07
50264 | PLEASANT GROVE 2 2 | 50257 | AMERICAN FORK 2 3 | 1 | Closed | Line | NO | 55.7 | 43.6 | 70.7 | 277.2 | 25.5 | 0.03 | -0.15
25864 | MOJAVE 2 1 | 26125 | BURBANK 10 1 | 1 | Closed | Line | NO | 915.5 | 198.3 | 936.7 | 4161.8 | 25.5 | 2.12 | -344.99
25114 | SANTA PAULA 2 1 | 25146 | MOORPARK 1 1 | 1 | Closed | Line | NO | 39 | 29.3 | 48.8 | 212 | 25.5 | 0.06 | -8.29
10248 | EDMONDS 1 1 | 10203 | LANGLEY 1 | 1 | Closed | Line | NO | -57 | 12.2 | 58.3 | 230.3 | 25.5 | 0.21 | -1.35
60494 | AURORA 12 1 | 60549 | AURORA 18 1 | 1 | Closed | Line | NO | -41.9 | 3.1 | 42 | 165.5 | 25.5 | 0.11 | -1.1
23291 | AUBERRY 1 1 | 23184 | FRESNO 14 1 | 1 | Closed | Line | NO | 290.4 | 78.9 | 300.9 | 1184.7 | 25.5 | 0.93 | -8.74
40165 | GLENDALE 16 2 | 40184 | PHOENIX 15 1 | 1 | Closed | Line | NO | 24 | -28.1 | 37 | 144.8 | 25.5 | 0.02 | -0.21
23067 | MANTECA 4 3 | 23048 | STOCKTON 11 1 | 1 | Closed | Line | NO | -41 | -39.6 | 57 | 223.2 | 25.5 | 0.15 | -1.04
13690 | CLATSKANIE 5 2 | 13692 | CLATSKANIE 5 4 | 1 | Closed | TransformerWinding | YES | -104.8 | 0.7 | 104.8 | 410.8 | 25.5 | -0.04 | -2.4
10289 | PUYALLUP 3 1 | 10837 | TACOMA 20 2 | 1 | Closed | Line | NO | -55.3 | -22.1 | 59.6 | 233.5 | 25.5 | 0.16 | -0.61
50228 | ALPINE 2 1 | 50186 | SANDY 5 1 | 1 | Closed | Line | NO | 67.1 | 19.8 | 69.9 | 274.4 | 25.5 | 0.02 | -0.33
10065 | BREMERTON 2 1 | 10043 | BELFAIR 1 | 1 | Closed | Line | NO | -59.7 | 1.4 | 59.7 | 234.8 | 25.5 | 0.14 | -0.44
10414 | KENT 3 1 | 10353 | SEATTLE 42 8 | 1 | Closed | Line | NO | 243.3 | 191 | 309.3 | 1237.1 | 25.5 | 0.48 | -10.41
13380 | HOOD RIVER 1 | 13376 | MOUNT HOOD PARKDALE 1 | 1 | Closed | Line | NO | 59.5 | -13.3 | 60.9 | 239 | 25.5 | 0.51 | 1.56
50424 | PAYSON 3 1 | 50427 | PAYSON 3 4 | 1 | Closed | TransformerWinding | YES | 224.1 | 28.9 | 226 | 886.8 | 25.5 | 0.31 | 24.7
10873 | WENATCHEE 5 1 | 10565 | MANSON 3 | 1 | Closed | Line | NO | -58.8 | 5.2 | 59.1 | 232.5 | 25.5 | 0.17 | 0.05
26048 | FELLOWS 1 1 | 26204 | CASTAIC 3 11 | 1 | Closed | Line | NO | 1045.3 | -153.9 | 1056.5 | 4197.8 | 25.5 | 2.57 | -390.12
21630 | SAN JOSE 45 1 | 21686 | COYOTE 3 | 1 | Closed | Line | NO | -47.8 | -25.2 | 54.1 | 212.3 | 25.5 | 0.08 | -0.29
50133 | SALT LAKE CITY 8 3 | 50134 | SALT LAKE CITY 9 1 | 1 | Closed | Line | NO | 68.3 | 2.8 | 68.4 | 268.6 | 25.5 | 0.05 | -0.69
60257 | DENVER 5 1 | 60362 | DENVER 31 1 | 1 | Closed | Line | NO | 24.3 | 28.5 | 37.4 | 147.3 | 25.4 | 0.01 | -0.08
70148 | GLENROCK 4 1 | 70052 | CASPER 4 1 | 1 | Closed | Line | NO | 61.7 | 3.4 | 61.8 | 243 | 25.4 | 0.54 | 0.27
74013 | LEWISTON 2 1 | 74214 | LEWISTON 4 2 | 1 | Closed | Line | NO | -61.2 | 9.1 | 61.9 | 245.5 | 25.4 | 0.35 | -1.16
53229 | PREWITT 2 | 53228 | PREWITT 1 | 1 | Closed | Transformer | YES | -205.3 | -22.1 | 206.5 | 815 | 25.4 | 0.07 | 5.55
28858 | CALIPATRIA 4 1 | 28981 | CALIPATRIA 8 1 | 1 | Closed | Line | NO | 62 | 0.7 | 62.1 | 244.1 | 25.4 | 0.07 | -0.24
13591 | ARLINGTON 6 3 | 13458 | ARLINGTON 3 1 | 1 | Closed | Line | NO | -57.6 | 8.5 | 58.3 | 230 | 25.4 | 0.24 | 0.23
26104 | NEWHALL 3 1 | 26195 | CASTAIC 3 2 | 1 | Closed | Line | NO | -323.1 | 33.4 | 324.8 | 1286.6 | 25.4 | 0.69 | -12.37
53186 | FARMINGTON 2 1 | 53194 | KIRTLAND 1 | 1 | Closed | Line | NO | -42.4 | -11.2 | 43.9 | 173 | 25.4 | 0.28 | -0.78
50172 | SALT LAKE CITY 17 1 | 50133 | SALT LAKE CITY 8 3 | 1 | Closed | Line | NO | 72.9 | 7.4 | 73.3 | 288.6 | 25.4 | 0.03 | -0.54
60287 | LOVELAND 4 1 | 70136 | CHEYENNE 7 2 | 1 | Closed | Line | NO | -158.9 | -8.4 | 159.1 | 632.8 | 25.4 | 1.61 | -16.94
30137 | LAS VEGAS 23 1 | 30109 | LAS VEGAS 9 1 | 1 | Closed | Line | NO | 68 | 13.2 | 69.3 | 272.8 | 25.4 | 0.09 | -0.08
28553 | CHULA VISTA 4 1 | 29061 | CHULA VISTA 10 2 | 1 | Closed | Line | NO | -55.4 | -19.8 | 58.8 | 231.6 | 25.4 | 0.03 | -0.39
40730 | CHLORIDE 1 2 | 40729 | CHLORIDE 1 1 | 1 | Closed | Transformer | YES | -190.3 | 21.6 | 191.5 | 754.4 | 25.4 | 0.05 | 3.21
40544 | TUCSON 33 1 | 40558 | TUCSON 39 1 | 1 | Closed | Line | NO | -35.6 | -17.7 | 39.7 | 156.7 | 25.4 | 0.12 | -1.22
30093 | ELKO 1 | 74223 | MOUNTAIN HOME 3 1 | 1 | Closed | Line | NO | -321.2 | -110.9 | 339.8 | 1340.4 | 25.4 | 5.37 | -145.81
74124 | WENDELL 1 | 74199 | HAGERMAN 1 1 | 1 | Closed | Line | NO | -57.2 | -20 | 60.6 | 240.3 | 25.3 | 0.47 | -0.56
30000 | INCLINE VILLAGE 1 | 30046 | CARSON CITY 3 2 | 1 | Closed | Line | NO | -64.7 | -26.7 | 70 | 276.1 | 25.3 | 0.04 | -0.51
26000 | LOS ANGELES 80 2 | 25433 | LOS ANGELES 34 1 | 1 | Closed | Line | NO | 54.8 | -18.6 | 57.8 | 228.2 | 25.3 | 0.05 | 0.06
53194 | KIRTLAND 1 | 53214 | WATERFLOW 3 | 1 | Closed | Line | NO | -43.7 | -1.4 | 43.8 | 173.3 | 25.3 | 0.15 | 0.3
13058 | GRANTS PASS 3 1 | 13548 | DEXTER 2 1 | 1 | Closed | Line | NO | -327.1 | -29.8 | 328.5 | 1300.8 | 25.3 | 2.19 | -19.73
80012 | EL PASO 7 1 | 80007 | EL PASO 3 2 | 1 | Closed | Line | NO | -29.9 | -26.8 | 40.1 | 158.3 | 25.3 | 0.09 | -0.13
23018 | SALINAS 6 1 | 23015 | SALINAS 4 1 | 1 | Closed | Line | NO | -60.6 | -8.1 | 61.2 | 241.5 | 25.3 | 0.08 | -0.58
20073 | CHICO 1 1 | 20396 | FOLSOM 3 1 | 1 | Closed | Line | NO | 318.2 | -80.3 | 328.2 | 1296 | 25.3 | 2.32 | -148.32
50103 | SALT LAKE CITY 6 1 | 50129 | WEST JORDAN 5 1 | 1 | Closed | Line | NO | -68.5 | -19.2 | 71.1 | 280.9 | 25.3 | 0.06 | -2.54
40665 | MORENCI 1 | 40688 | DUNCAN 1 | 1 | Closed | Line | NO | -40 | 1.2 | 40.1 | 160.1 | 25.3 | 0.12 | -4.14
30417 | LAS VEGAS 75 1 | 30423 | LAS VEGAS 75 7 | 1 | Closed | Transformer | YES | -74 | -109.1 | 131.8 | 532.9 | 25.3 | 0.06 | 3.71
21196 | ALAMEDA 1 1 | 21317 | HAYWARD 3 1 | 1 | Closed | Line | NO | -23.4 | -37.3 | 44 | 173.8 | 25.3 | 0.03 | -1.96
10730 | SHELTON 3 1 | 10023 | SHELTON 2 1 | 1 | Closed | Line | NO | -304.2 | 0.5 | 304.2 | 1205.7 | 25.3 | 0.51 | -16.88
28823 | CALIPATRIA 2 1 | 28981 | CALIPATRIA 8 1 | 1 | Closed | Line | NO | -61.9 | -1.2 | 62 | 244.9 | 25.3 | 0.03 | -0.19
77014 | BILLINGS 1 1 | 77210 | BILLINGS 8 2 | 1 | Closed | Line | NO | -59.3 | -11.8 | 60.4 | 238.8 | 25.3 | 0.14 | -1.35
74011 | MOSCOW 2 2 | 74214 | LEWISTON 4 2 | 1 | Closed | Line | NO | -56.6 | -17.8 | 59.3 | 234.4 | 25.3 | 0.25 | -7.82
25990 | LANCASTER 8 1 | 25993 | LANCASTER 8 4 | 1 | Closed | TransformerWinding | YES | 111.8 | 12.5 | 112.5 | 444.4 | 25.3 | 0.09 | 4.3
29016 | SAN DIEGO 53 2 | 28904 | OCOTILLO 2 | 1 | Closed | Line | NO | -323.9 | -14.1 | 324.2 | 1299.3 | 25.3 | 2.2 | -55.41
60439 | CASTLE ROCK 3 1 | 60649 | LIMON 2 2 | 1 | Closed | Line | NO | -155.9 | 10 | 156.2 | 629.3 | 25.3 | 2.3 | -7.7
50111 | LAYTON 2 2 | 50095 | OGDEN 3 1 | 1 | Closed | Line | NO | 72.9 | 14.1 | 74.3 | 295.5 | 25.3 | 0.04 | -2.51
13549 | DEXTER 2 2 | 13079 | MYRTLE CREEK 2 | 1 | Closed | Line | NO | 58.2 | 4.1 | 58.4 | 230.9 | 25.3 | 0.17 | -1.01
29076 | ANAHEIM 15 2 | 28108 | ORANGE 1 1 | 1 | Closed | Line | NO | 50.6 | 28.8 | 58.2 | 230.1 | 25.3 | 0.05 | -0.12
10319 | SEATTLE 34 1 | 10228 | SEATTLE 2 1 | 1 | Closed | Line | NO | -42 | -37.6 | 56.4 | 222.9 | 25.3 | 0.04 | -0.24
21742 | LIVERMORE 6 1 | 21474 | DANVILLE 3 1 | 1 | Closed | Line | NO | 304.6 | 49.1 | 308.6 | 1222.2 | 25.3 | 0.59 | -6.21
28203 | SAN CLEMENTE 1 3 | 28210 | SAN JUAN CAPISTRANO 1 3 | 1 | Closed | Line | NO | 37.3 | 35.6 | 51.6 | 215.5 | 25.3 | 0.04 | -4.07
25300 | LOS ANGELES 6 1 | 25329 | CULVER CITY 1 1 | 1 | Closed | Line | NO | 12.8 | -47.7 | 49.4 | 195.5 | 25.3 | 0.06 | -0.42
10233 | SEATTLE 4 1 | 10309 | SEATTLE 27 1 | 1 | Closed | Line | NO | -53.8 | -19.4 | 57.2 | 226.5 | 25.3 | 0.04 | 0.08
13441 | BAKER CITY 1 | 13442 | UNION 1 1 | 1 | Closed | Line | NO | -58.4 | 6.5 | 58.8 | 236.2 | 25.3 | 0.56 | -2.78
53052 | CHAPARRAL 1 | 53117 | MESQUITE 2 1 | 1 | Closed | Line | NO | -43.9 | -7.3 | 44.5 | 176.2 | 25.3 | 0.21 | -3.83
25727 | LITTLEROCK 1 | 25775 | LANCASTER 6 2 | 1 | Closed | Line | NO | -54.9 | -2.8 | 55 | 218.1 | 25.3 | 0.16 | -1.55
77023 | BILLINGS 6 1 | 77210 | BILLINGS 8 2 | 1 | Closed | Line | NO | -63.7 | -1.9 | 63.7 | 253.1 | 25.3 | 0.24 | -0.3
10112 | RAINIER 1 1 | 10071 | OLYMPIA 9 1 | 1 | Closed | Line | NO | 59.7 | -0.7 | 59.7 | 236.2 | 25.3 | 0.11 | -1.98
23121 | ATWATER 1 1 | 23134 | MERCED 3 1 | 1 | Closed | Line | NO | -59.4 | -14.7 | 61.1 | 242.5 | 25.3 | 0.1 | 0.06
21577 | MORGAN HILL 1 1 | 21582 | LIVERMORE 4 1 | 1 | Closed | Line | NO | -60.4 | -4.5 | 60.5 | 240.1 | 25.2 | 0.17 | -7.81
13516 | WASCO 2 1 | 13518 | WASCO 2 3 | 1 | Closed | Transformer | YES | -119.8 | 23.8 | 122.1 | 483.8 | 25.2 | 0.03 | 2.19
26160 | MC KITTRICK 2 1 | 26152 | TUPMAN 2 1 | 1 | Closed | Line | NO | 777.9 | -692.5 | 1041.5 | 4126.4 | 25.2 | 0.36 | -38.81
25200 | WOODLAND HILLS 1 1 | 25243 | LOS ANGELES 1 1 | 1 | Closed | Line | NO | 56 | 14.4 | 57.9 | 231.8 | 25.2 | 0.09 | -2.68
10046 | OLYMPIA 5 1 | 10053 | OLYMPIA 7 1 | 1 | Closed | Line | NO | -57.3 | -8.6 | 57.9 | 230.1 | 25.2 | 0.13 | 0.08
21444 | SAN JOSE 7 1 | 21686 | COYOTE 3 | 1 | Closed | Line | NO | -55.2 | 15.6 | 57.3 | 228.8 | 25.2 | 0.1 | -1
13426 | PENDLETON 1 | 13573 | HELIX 2 1 | 1 | Closed | Line | NO | -57 | -11.3 | 58.1 | 231.3 | 25.2 | 0.39 | -0.97
60483 | GREELEY 2 2 | 60552 | GREELEY 3 1 | 1 | Closed | Line | NO | 43.1 | -0.9 | 43.1 | 172.1 | 25.2 | 0.06 | -6.06
20240 | GRANITE BAY 1 | 20228 | FAIR OAKS 1 1 | 1 | Closed | Line | NO | -16.5 | 45.7 | 48.5 | 192.9 | 25.2 | 0.02 | -0.07
53279 | BLOOMFIELD 2 2 | 60035 | HESPERUS 1 | 1 | Closed | Line | NO | 41 | -5.9 | 41.4 | 164.4 | 25.2 | 0.45 | -5.28
28543 | CHULA VISTA 1 1 | 29016 | SAN DIEGO 53 2 | 1 | Closed | Line | NO | -315 | -57.5 | 320.2 | 1271.3 | 25.2 | 0.66 | -3.27
40705 | NOGALES 2 2 | 40704 | NOGALES 2 1 | 2 | Closed | Transformer | YES | -54.9 | 163.6 | 172.6 | 685.1 | 25.2 | 0.09 | 5.06
80016 | EL PASO 9 3 | 80024 | EL PASO 15 1 | 1 | Closed | Line | NO | 33.9 | 9.9 | 35.3 | 140.1 | 25.2 | 0.01 | -0.04
28093 | ANAHEIM 11 1 | 28153 | YORBA LINDA 2 1 | 1 | Closed | Line | NO | 47.4 | 35.8 | 59.4 | 236 | 25.2 | 0.08 | -0.19
25298 | VAN NUYS 6 1 | 25331 | CULVER CITY 2 1 | 1 | Closed | Line | NO | 27.8 | -45.7 | 53.5 | 212.5 | 25.2 | 0.03 | -1.27
20498 | REDDING 12 2 | 20497 | REDDING 12 1 | 1 | Closed | Transformer | YES | -96.9 | -29.5 | 101.3 | 407.2 | 25.2 | 0.06 | 3.49
80004 | CANUTILLO 1 | 53093 | SUNLAND PARK 1 1 | 1 | Closed | Line | NO | -35.6 | 20.3 | 41 | 163.1 | 25.2 | 0.03 | -0.01
28367 | SAN BERNARDINO 7 1 | 28427 | LAKE ARROWHEAD 1 | 1 | Closed | Line | NO | -58.6 | 1 | 58.6 | 234.4 | 25.2 | 0.24 | -2.28
40658 | CONCHO 1 | 40639 | SHOW LOW 1 | 1 | Closed | Line | NO | 40.3 | -2.5 | 40.4 | 160.6 | 25.1 | 0.61 | -1.12
21265 | STANFORD 1 1 | 21322 | CUPERTINO 2 1 | 1 | Closed | Line | NO | -48.4 | 0.2 | 48.4 | 192.8 | 25.1 | 0.02 | -1.07
10323 | SEATTLE 37 1 | 10321 | SEATTLE 35 1 | 1 | Closed | Line | NO | 33.7 | 40.8 | 52.9 | 211.1 | 25.1 | 0.03 | -0.16
40186 | PHOENIX 16 1 | 40809 | GLENDALE 23 1 | 1 | Closed | Line | NO | -413.7 | -468.9 | 625.3 | 2488.2 | 25.1 | 0.52 | -17.74
40875 | SPRINGERVILLE 2 1 | 40881 | SPRINGERVILLE 2 7 | 1 | Closed | Transformer | YES | -439.4 | -36.5 | 441 | 1762.5 | 25.1 | 0.22 | 16.05
30233 | LAS VEGAS 66 1 | 30450 | BUNKERVILLE 2 2 | 1 | Closed | Line | NO | -67.6 | -18 | 69.9 | 280.1 | 25.1 | 0.33 | 0.45
20310 | CAMINO 3 | 20309 | CAMINO 2 | 1 | Closed | Transformer | YES | -107.9 | 4 | 108 | 430 | 25.1 | 0.08 | 3.93
53040 | ESPANOLA 1 | 53043 | ESPANOLA 4 | 1 | Closed | TransformerWinding | YES | 30 | 10.4 | 31.8 | 126.7 | 25.1 | -0.01 | -0.15
20386 | MEADOW VALLEY 2 2 | 20375 | MEADOW VALLEY 1 2 | 1 | Closed | Line | NO | -26.8 | 51.8 | 58.3 | 232.5 | 25.1 | 0 | -0.1
21147 | SAN FRANCISCO 28 1 | 21239 | OAKLAND 9 1 | 1 | Closed | Line | NO | -49.9 | -14.5 | 51.9 | 206.8 | 25.1 | 0.03 | -0.19
10315 | SEATTLE 31 1 | 10249 | SEATTLE 9 1 | 1 | Closed | Line | NO | 45.7 | 31.6 | 55.6 | 222.2 | 25.1 | 0.02 | -0.3
50099 | SALT LAKE CITY 3 2 | 50100 | SALT LAKE CITY 4 1 | 1 | Closed | Line | NO | 59.3 | 32.5 | 67.6 | 269.5 | 25.1 | 0.09 | 0.03
20542 | DOBBINS 1 | 20544 | DOBBINS 3 | 1 | Closed | Transformer | YES | -124.1 | 11.6 | 124.6 | 496.7 | 25.1 | 0.08 | 3.86
40748 | FORT HUACHUCA 2 2 | 40616 | SIERRA VISTA 1 1 | 1 | Closed | Line | NO | 39 | 5.6 | 39.4 | 156.9 | 25.1 | 0.26 | -1.26
10409 | BOTHELL 4 1 | 10375 | KENMORE 1 | 1 | Closed | Line | NO | 37.7 | 37.4 | 53.1 | 213.5 | 25.1 | 0.05 | -0.72
25508 | LA CRESCENTA 1 | 25631 | ALHAMBRA 2 3 | 1 | Closed | Line | NO | 57.2 | -4.7 | 57.4 | 228.9 | 25.1 | 0.3 | -0.15
23148 | CHOWCHILLA 1 1 | 23449 | FIREBAUGH 3 1 | 1 | Closed | Line | NO | -54.7 | -14.3 | 56.5 | 225.4 | 25.1 | 0.49 | -4.27
10012 | ABERDEEN 1 1 | 10987 | ELMA 2 2 | 1 | Closed | Line | NO | -308.4 | -33.5 | 310.2 | 1237.1 | 25.1 | 0.79 | -10.02
60451 | DENVER 52 2 | 60388 | DENVER 38 1 | 1 | Closed | Line | NO | 27.6 | 27.5 | 39 | 156.4 | 25.1 | 0.03 | -0.37
30178 | LAS VEGAS 43 1 | 30430 | NORTH LAS VEGAS 11 2 | 1 | Closed | Line | NO | -71.3 | -9 | 71.8 | 286.9 | 25 | 0.07 | -0.1
23013 | SALINAS 2 1 | 23011 | SALINAS 1 1 | 1 | Closed | Line | NO | -56.1 | -19.9 | 59.6 | 238.4 | 25 | 0.15 | 0.04
13000 | BANDON 1 | 13007 | COQUILLE 1 | 1 | Closed | Line | NO | -57.7 | 9.1 | 58.4 | 235 | 25 | 0.28 | -0.98
21187 | REDWOOD CITY 1 1 | 21188 | REDWOOD CITY 2 1 | 1 | Closed | Line | NO | -58.9 | -15.4 | 60.9 | 243.2 | 25 | 0.02 | -0.02
25210 | WOODLAND HILLS 4 2 | 25232 | ENCINO 2 1 | 1 | Closed | Line | NO | 53.3 | -18.8 | 56.5 | 225.5 | 25 | 0.13 | 0.25
25909 | LEBEC 1 9 | 26160 | MC KITTRICK 2 1 | 1 | Closed | Line | NO | -1024.8 | -73.8 | 1027.5 | 4185.6 | 25 | 1.78 | -284.85
25853 | CARSON 6 1 | 26192 | WILMINGTON 5 7 | 1 | Closed | Line | NO | -54.5 | 11.4 | 55.7 | 222.6 | 25 | 0.01 | 0.01
40875 | SPRINGERVILLE 2 1 | 40878 | SPRINGERVILLE 2 4 | 1 | Closed | Transformer | YES | -439.4 | -34.3 | 440.8 | 1769.1 | 25 | 0.24 | 18.3
20452 | YUBA CITY 7 1 | 21385 | FAIRFIELD 3 1 | 1 | Closed | Line | NO | 319.7 | -27.3 | 320.8 | 1282.2 | 25 | 2.14 | -61.45
13689 | CLATSKANIE 5 1 | 13648 | CLATSKANIE 4 4 | 1 | Closed | Line | NO | 303.6 | 89.4 | 316.5 | 1265.1 | 25 | 0.04 | -0.33
10230 | SPANAWAY 1 1 | 10736 | TACOMA 19 3 | 1 | Closed | Line | NO | -54.9 | -18 | 57.7 | 231.1 | 25 | 0.06 | 0.04
11048 | VANCOUVER 18 1 | 13648 | CLATSKANIE 4 4 | 1 | Closed | Line | NO | -296.6 | -103.8 | 314.2 | 1256.2 | 25 | 1.53 | -27.68
10814 | AMBOY 2 | 10816 | AMBOY 4 | 1 | Closed | TransformerWinding | YES | -103.6 | -5.6 | 103.8 | 415 | 25 | -0.1 | -5.76
30379 | LAS VEGAS 73 1 | 30457 | BUNKERVILLE 2 9 | 1 | Closed | Line | NO | -293.7 | -109.7 | 313.6 | 1254.1 | 25 | 0.88 | -11.91
10218 | CLINTON 1 1 | 10203 | LANGLEY 1 | 1 | Closed | Line | NO | -50 | 25.9 | 56.3 | 226 | 25 | 0.19 | -0.01
21252 | VALLEJO 5 1 | 21482 | PITTSBURG 3 1 | 1 | Closed | Line | NO | -56.4 | -7.8 | 56.9 | 227.9 | 25 | 0.24 | -1.79
20452 | YUBA CITY 7 1 | 20437 | OROVILLE 5 2 | 1 | Closed | Line | NO | -313.7 | 5.8 | 313.8 | 1263.8 | 25 | 1.25 | -18.17
30056 | SPARKS 3 1 | 30426 | FERNLEY 2 1 | 1 | Closed | Line | NO | -67.3 | 11.7 | 68.3 | 285 | 25 | 0.46 | -10.19
21049 | SANTA ROSA 11 1 | 21094 | SONOMA 1 1 | 1 | Closed | Line | NO | 56 | -12.4 | 57.3 | 229.7 | 25 | 0.38 | -3.88
23258 | PORTERVILLE 3 2 | 23255 | PORTERVILLE 2 1 | 1 | Closed | Line | NO | 51.5 | 25.9 | 57.6 | 230.8 | 25 | 0.08 | 0.01
60875 | PEETZ 5 1 | 60866 | PEETZ 4 2 | 1 | Closed | Line | NO | 41.2 | 3.2 | 41.3 | 165.7 | 25 | 0.08 | -1.23
21700 | TRACY 4 1 | 21704 | TRACY 4 5 | 1 | Closed | Transformer | YES | -111.5 | 0.8 | 111.5 | 447 | 25 | 0.05 | 2.75
10255 | SEATTLE 11 2 | 10374 | KENT 2 1 | 1 | Closed | Line | NO | -21.6 | -44.6 | 49.6 | 198.6 | 25 | 0.05 | -0.07
53131 | LAS CRUCES 3 1 | 53146 | LAS CRUCES 8 3 | 1 | Closed | Line | NO | 35.7 | 19.5 | 40.6 | 163 | 25 | 0.06 | -0.2
21700 | TRACY 4 1 | 21703 | TRACY 4 4 | 1 | Closed | Transformer | YES | -111.5 | 1.1 | 111.5 | 447.1 | 25 | 0.05 | 3.07
40615 | HEREFORD 1 | 40624 | SIERRA VISTA 3 2 | 1 | Closed | Line | NO | -35.4 | -17.7 | 39.6 | 158.6 | 25 | 0.22 | -0.67
30166 | LAS VEGAS 40 1 | 30401 | LAS VEGAS 74 3 | 1 | Closed | Line | NO | -70.5 | 3.7 | 70.6 | 283.7 | 25 | 0.05 | -1.93
11056 | DAYTON 5 1 | 11061 | DAYTON 5 6 | 1 | Closed | Transformer | YES | -105.3 | -20.6 | 107.3 | 431.6 | 24.9 | 0.03 | 1.86
60387 | DENVER 37 3 | 60673 | FORT LUPTON 2 4 | 1 | Closed | Line | NO | -125.7 | -62.4 | 140.3 | 563.7 | 24.9 | 0.45 | -0.23
50415 | HELPER 2 2 | 50417 | HELPER 2 4 | 1 | Closed | TransformerWinding | YES | -186.6 | 7.4 | 186.7 | 748.7 | 24.9 | 0.01 | 0.88
25636 | BELLFLOWER 2 2 | 28024 | ANAHEIM 2 2 | 1 | Closed | Line | NO | -69.4 | -6.9 | 69.8 | 280.2 | 24.9 | 0.09 | 0.14
23221 | KINGSBURG 1 | 23232 | VISALIA 3 1 | 1 | Closed | Line | NO | -57.2 | 11.6 | 58.4 | 237.8 | 24.9 | 0.26 | -2.95
25990 | LANCASTER 8 1 | 25639 | PALMDALE 3 1 | 1 | Closed | Line | NO | 320 | 5.8 | 320.1 | 1284.2 | 24.9 | 1.18 | -13.52
11056 | DAYTON 5 1 | 11060 | DAYTON 5 5 | 1 | Closed | Transformer | YES | -105.3 | -20.4 | 107.2 | 432 | 24.9 | 0.03 | 2.04
40645 | BLUE GAP 1 | 40614 | PINON 1 | 1 | Closed | Line | NO | 39.4 | -3.7 | 39.5 | 158.7 | 24.9 | 0.18 | -2.81
25671 | ROSEMEAD 2 6 | 25694 | SOUTH EL MONTE 2 1 | 1 | Closed | Line | NO | -43 | 33.2 | 54.3 | 218.5 | 24.9 | 0.01 | -0.2
70147 | GREEN RIVER 3 1 | 70152 | POINT OF ROCKS 2 | 1 | Closed | Line | NO | -56.5 | 8.3 | 57.1 | 237.5 | 24.9 | 0.9 | -5.95
25850 | ROSAMOND 3 1 | 26228 | SANTA CLARITA 5 9 | 1 | Closed | Line | NO | 313.3 | 5.7 | 313.3 | 1263.2 | 24.9 | 0.95 | -32.11
21432 | CONCORD 6 1 | 21433 | CONCORD 7 1 | 1 | Closed | Line | NO | -56.8 | -6.1 | 57.1 | 229.5 | 24.9 | 0.1 | -0.09
60290 | WELLINGTON 3 1 | 60888 | WELLINGTON 4 5 | 1 | Closed | Line | NO | -33.8 | -21.3 | 40 | 160.5 | 24.9 | 0.07 | -1.46
13632 | WHITE CITY 2 1 | 13214 | MEDFORD 4 1 | 1 | Closed | Line | NO | 45.3 | 21 | 49.9 | 201 | 24.9 | 0.09 | -0.47
20056 | CORNING 1 | 20058 | ORLAND 1 | 1 | Closed | Line | NO | 57.6 | -6.6 | 57.9 | 232.8 | 24.9 | 0.43 | -0.43
25516 | LOS ANGELES 63 1 | 25569 | MAYWOOD 1 | 1 | Closed | Line | NO | -56.6 | -0.2 | 56.6 | 227.9 | 24.9 | 0.05 | -0.38
77184 | TROY 2 1 | 77180 | LIBBY 1 1 | 1 | Closed | Line | NO | -58 | 14.3 | 59.8 | 248.9 | 24.9 | 0.33 | -6.34
21700 | TRACY 4 1 | 21702 | TRACY 4 3 | 1 | Closed | Transformer | YES | -111.5 | 0.9 | 111.5 | 448.7 | 24.9 | 0.05 | 2.8
40494 | TUCSON 6 1 | 40495 | TUCSON 7 1 | 1 | Closed | Line | NO | 35.8 | -15.2 | 38.9 | 156.4 | 24.9 | 0.19 | 0.15
13554 | KLAMATH FALLS 5 1 | 20387 | REDDING 8 1 | 1 | Closed | Line | NO | 1002.6 | -177.4 | 1018.2 | 4202.7 | 24.9 | 4.32 | -486.79
28425 | SAN DIEGO 7 1 | 28836 | RANCHO SANTA FE 1 | 1 | Closed | Line | NO | -57.7 | -8.5 | 58.3 | 234.6 | 24.9 | 0.04 | -0.02
10130 | VANCOUVER 7 1 | 10147 | VANCOUVER 10 2 | 1 | Closed | Line | NO | -39 | 38 | 54.5 | 223.1 | 24.9 | 0.02 | -1.38
25594 | LOS ANGELES 78 1 | 26126 | BURBANK 10 2 | 1 | Closed | Line | NO | -264 | -160.9 | 309.2 | 1244 | 24.9 | 0.61 | -7.27
40261 | COTTONWOOD 2 2 | 40392 | SEDONA 2 1 | 1 | Closed | Line | NO | 42.3 | -2.3 | 42.4 | 170.4 | 24.9 | 0.24 | -0.86
74190 | MONTPELIER 1 | 70007 | KEMMERER 1 1 | 1 | Closed | Line | NO | -43 | 1.7 | 43 | 180.9 | 24.8 | 0.32 | -10.34
13357 | GRESHAM 4 1 | 13346 | DAMASCUS 1 | 1 | Closed | Line | NO | 56.8 | -2.5 | 56.9 | 228.9 | 24.8 | 0.11 | -1.83
25463 | LOS ANGELES 45 6 | 26126 | BURBANK 10 2 | 1 | Closed | Line | NO | -279.3 | -143 | 313.8 | 1262.9 | 24.8 | 0.68 | -8.76
28260 | FONTANA 4 2 | 28796 | RANCHO CUCAMONGA 8 3 | 1 | Closed | Line | NO | -58.1 | -4.7 | 58.3 | 235 | 24.8 | 0.08 | 0.26
40552 | TUCSON 36 1 | 40555 | TUCSON 38 2 | 1 | Closed | Line | NO | -36.7 | 14.4 | 39.4 | 159.2 | 24.8 | 0.08 | -0.23
77026 | LAUREL 1 | 77247 | BILLINGS 9 1 | 1 | Closed | Line | NO | -62.2 | -3.8 | 62.3 | 251.4 | 24.8 | 0.16 | -8.01
20375 | MEADOW VALLEY 1 2 | 20374 | MEADOW VALLEY 1 1 | 1 | Closed | Transformer | YES | -23.2 | 81.5 | 84.7 | 341.3 | 24.8 | 0.04 | 2.49
60352 | DENVER 28 1 | 60426 | ENGLEWOOD 4 1 | 1 | Closed | Line | NO | 40.6 | -9.3 | 41.6 | 167.6 | 24.8 | 0.05 | -5.35
77221 | HUNGRY HORSE 1 | 77225 | HUNGRY HORSE 5 | 1 | Closed | Transformer | YES | -106.9 | -13.4 | 107.8 | 436.7 | 24.8 | 0.07 | 4.02
10056 | TENINO 2 | 10111 | ONALASKA 2 | 1 | Closed | Line | NO | -55.8 | -7.6 | 56.4 | 227 | 24.8 | 0.17 | -6.77
30323 | HENDERSON 15 2 | 30239 | HENDERSON 13 1 | 1 | Closed | Line | NO | 68.9 | -0.8 | 68.9 | 277.7 | 24.8 | 0.03 | -0.25
60724 | DENVER 55 1 | 60728 | DENVER 55 5 | 1 | Closed | Transformer | YES | -274.4 | -9 | 274.6 | 1108.2 | 24.8 | 0.1 | 7.56
28043 | NEWPORT BEACH 1 1 | 28822 | IRVINE 9 4 | 1 | Closed | Line | NO | -56 | 19.6 | 59.3 | 240.6 | 24.8 | 0.07 | -1.05
21685 | COYOTE 2 | 21531 | SAN JOSE 31 1 | 1 | Closed | Line | NO | 221.3 | 188.8 | 290.9 | 1183.7 | 24.8 | 0.47 | -4.79
40807 | QUEEN CREEK 3 1 | 40874 | GLOBE 2 3 | 1 | Closed | Line | NO | -36.6 | -3.7 | 36.8 | 148.8 | 24.8 | 0.19 | -0.85
10189 | YELM 2 | 10213 | MOSSYROCK 1 | 1 | Closed | Line | NO | -55.2 | -0.9 | 55.3 | 226.5 | 24.8 | 0.51 | -7.92
25757 | WEST COVINA 5 3 | 25781 | WALNUT 1 1 | 1 | Closed | Line | NO | -55 | 2.8 | 55.1 | 222.5 | 24.8 | 0.06 | -1.26
40592 | SECOND MESA 1 | 40533 | LEUPP 1 | 1 | Closed | Line | NO | 38.9 | -5.4 | 39.3 | 158.4 | 24.8 | 0.47 | -3.07
10329 | SEATTLE 38 3 | 10274 | SEATTLE 20 1 | 1 | Closed | Line | NO | -57.3 | -3.5 | 57.4 | 231.8 | 24.8 | 0.05 | 0.06
21523 | SAN JOSE 26 1 | 21533 | SAN JOSE 32 1 | 1 | Closed | Line | NO | 14.8 | 42.4 | 44.9 | 185 | 24.8 | 0.02 | -1.04
74072 | EAGLE 2 1 | 74330 | NEW PLYMOUTH 5 | 1 | Closed | Line | NO | -326.5 | -19.9 | 327.1 | 1321.3 | 24.8 | 0.93 | -10.36
40344 | CHANDLER 4 1 | 40389 | CHANDLER 12 1 | 1 | Closed | Line | NO | 29.4 | -24.9 | 38.5 | 155.3 | 24.8 | 0.04 | 0.01
28090 | NEWPORT BEACH 2 1 | 28145 | IRVINE 8 1 | 1 | Closed | Line | NO | -21.9 | -45 | 50.1 | 202.1 | 24.8 | 0.05 | -0.18
13143 | RAINIER 2 1 | 13154 | SAINT HELENS 1 | 1 | Closed | Line | NO | 57 | -2.2 | 57 | 230.2 | 24.8 | 0.19 | -0.59
26171 | LONG BEACH 28 1 | 26182 | LONG BEACH 28 12 | 1 | Closed | Transformer | YES | -107.7 | 15.7 | 108.8 | 439.6 | 24.8 | 0.06 | 3.7
25713 | EL MONTE 2 1 | 25771 | AZUSA 2 5 | 1 | Closed | Line | NO | -289.1 | -94.5 | 304.1 | 1228.6 | 24.8 | 0.54 | -5.97
26136 | AVILA BEACH 7 | 25030 | SANTA MARIA 1 1 | 1 | Closed | Line | NO | 306.1 | -69.6 | 314 | 1268.4 | 24.8 | 1.09 | -39.11
26171 | LONG BEACH 28 1 | 26183 | LONG BEACH 28 13 | 1 | Closed | Transformer | YES | -107.7 | 15.2 | 108.8 | 439.5 | 24.8 | 0.05 | 3.14
40690 | NAVAJO 1 | 53202 | TOHATCHI 1 | 1 | Closed | Line | NO | -40.5 | -1 | 40.5 | 165 | 24.7 | 0.28 | -2.1
10486 | ISSAQUAH 2 1 | 10485 | ISSAQUAH 1 1 | 1 | Closed | Line | NO | 57.9 | -6.9 | 58.3 | 235.5 | 24.7 | 0.14 | -0.27
30262 | LOGANDALE 1 | 30333 | LAS VEGAS 70 2 | 1 | Closed | Line | NO | 70.4 | 5 | 70.6 | 304 | 24.7 | 0.21 | -21.95
28042 | FOUNTAIN VALLEY 2 1 | 28000 | LOS ALAMITOS 1 | 1 | Closed | Line | NO | 44.4 | -25.6 | 51.2 | 207.1 | 24.7 | 0.02 | -0.39
23330 | KING CITY 2 2 | 23329 | KING CITY 2 1 | 1 | Closed | Transformer | YES | -99 | -1.9 | 99 | 401.6 | 24.7 | 0.06 | 4.14
23443 | TURLOCK 5 2 | 23442 | TURLOCK 5 1 | 1 | Closed | Transformer | YES | -348.5 | -43.5 | 351.2 | 1429.5 | 24.7 | 0.17 | 12.39
26171 | LONG BEACH 28 1 | 26181 | LONG BEACH 28 11 | 1 | Closed | Transformer | YES | -107.7 | 14.5 | 108.7 | 440 | 24.7 | 0.04 | 2.45
21677 | BIRDS LANDING 2 2 | 21676 | BIRDS LANDING 2 1 | 1 | Closed | Transformer | YES | -100.7 | 3.5 | 100.8 | 408.2 | 24.7 | 0.04 | 2.98
30295 | LAS VEGAS 69 1 | 30299 | LAS VEGAS 69 5 | 1 | Closed | Transformer | YES | -122.5 | -29.8 | 126.1 | 515.8 | 24.7 | 0.09 | 4.59
21343 | SARATOGA 1 1 | 21484 | SAN JOSE 13 1 | 1 | Closed | Line | NO | -29.6 | -43 | 52.2 | 211.4 | 24.7 | 0.03 | -5.17
28370 | ENCINITAS 2 1 | 28382 | DEL MAR 1 | 1 | Closed | Line | NO | -46.1 | -25.7 | 52.8 | 213.8 | 24.7 | 0.1 | -0.37
26171 | LONG BEACH 28 1 | 26180 | LONG BEACH 28 10 | 1 | Closed | Transformer | YES | -107.7 | 14.5 | 108.7 | 440.4 | 24.7 | 0.04 | 2.52
40492 | TUBA CITY 1 | 40588 | SHONTO 2 | 1 | Closed | Line | NO | -38.7 | -4.6 | 38.9 | 159.2 | 24.7 | 0.56 | -7.13
23473 | MODESTO 12 1 | 23478 | MODESTO 12 6 | 1 | Closed | Transformer | YES | -97.8 | -25.8 | 101.1 | 413.2 | 24.7 | 0.05 | 2.99
25313 | LOS ANGELES 9 1 | 25363 | INGLEWOOD 1 1 | 1 | Closed | Line | NO | 51.5 | 13.3 | 53.2 | 216.6 | 24.7 | 0.08 | -1.26
21097 | SAN FRANCISCO 9 1 | 21106 | DALY CITY 3 1 | 1 | Closed | Line | NO | -52.9 | 24.2 | 58.2 | 242.3 | 24.7 | 0.12 | -3.34
40842 | PHOENIX 74 3 | 40841 | PHOENIX 74 2 | 1 | Closed | Transformer | YES | -183.7 | -16 | 184.4 | 750.3 | 24.7 | 0.07 | 4.69
25748 | COVINA 1 1 | 25799 | POMONA 2 2 | 1 | Closed | Line | NO | 42 | -31.9 | 52.8 | 214 | 24.6 | 0.03 | -0.14
50023 | MILFORD 1 1 | 50052 | CIRCLEVILLE 1 | 1 | Closed | Line | NO | 65.5 | -30.4 | 72.2 | 292.8 | 24.6 | 0.31 | -22.63
28649 | DESERT HOT SPRINGS 1 1 | 28925 | NORTH PALM SPRINGS 4 2 | 1 | Closed | Line | NO | -57.2 | -7.1 | 57.6 | 233.7 | 24.6 | 0.08 | -0.91
40535 | TUCSON 28 1 | 40574 | TUCSON 47 1 | 1 | Closed | Line | NO | 35.8 | 14.8 | 38.7 | 157.6 | 24.6 | 0.03 | -0.39
25285 | PANORAMA CITY 1 2 | 25348 | CANYON COUNTRY 3 1 | 1 | Closed | Line | NO | -55.7 | -2.6 | 55.7 | 226.5 | 24.6 | 0.1 | -1.54
50092 | WEST JORDAN 2 1 | 50130 | WEST JORDAN 6 1 | 1 | Closed | Line | NO | -63.7 | -4.9 | 63.9 | 259.6 | 24.6 | 0.08 | -0.37
21217 | OAKLAND 3 1 | 21351 | CONCORD 2 1 | 1 | Closed | Line | NO | -52.8 | 5.5 | 53.1 | 218.4 | 24.6 | 0.07 | -4.08
13330 | HAPPY VALLEY 2 2 | 13334 | PORTLAND 41 1 | 1 | Closed | Line | NO | 41.7 | 33.8 | 53.7 | 218.3 | 24.6 | 0.02 | -0.13
25610 | MONTEREY PARK 1 | 25556 | LOS ANGELES 71 1 | 1 | Closed | Line | NO | -28.1 | 42.6 | 51.1 | 208.1 | 24.6 | 0.04 | -0.15
23180 | FRESNO 10 1 | 23182 | FRESNO 12 1 | 1 | Closed | Line | NO | -53.3 | 14.3 | 55.2 | 224.9 | 24.6 | 0.06 | -0.14
53258 | BELEN 2 2 | 53114 | VEGUITA 1 | 1 | Closed | Line | NO | 40.1 | -11.7 | 41.7 | 169.7 | 24.6 | 0.15 | -1.6
26013 | BAKERSFIELD 30 1 | 26055 | BAKERSFIELD 32 2 | 1 | Closed | Line | NO | -54.9 | -6.1 | 55.2 | 224.5 | 24.6 | 0 | -0.01
50216 | CENTERFIELD 1 | 50248 | RICHFIELD 1 | 1 | Closed | Line | NO | 72.5 | -19.5 | 75.1 | 305.4 | 24.6 | 0.32 | -15
21396 | DANVILLE 2 1 | 21573 | BRENTWOOD 2 1 | 1 | Closed | Line | NO | -56.2 | -4.6 | 56.4 | 229.8 | 24.6 | 0.08 | -9.24
25079 | MARICOPA 1 1 | 25073 | OJAI 1 | 1 | Closed | Line | NO | 54.5 | -12 | 55.8 | 227 | 24.6 | 0.14 | -1.92
10183 | LAKEWOOD 4 1 | 10839 | TACOMA 21 2 | 1 | Closed | Line | NO | -57.7 | 0.1 | 57.7 | 235.1 | 24.6 | 0.06 | 0.03
10535 | YAKIMA 5 2 | 10532 | YAKIMA 4 1 | 1 | Closed | Line | NO | 50.2 | 24.6 | 55.9 | 228.5 | 24.6 | 0.1 | -0.67
74193 | IRWIN 2 | 74195 | IRWIN 4 | 1 | Closed | TransformerWinding | YES | -61.3 | 8.4 | 61.8 | 251.8 | 24.6 | 0 | -0.08
26171 | LONG BEACH 28 1 | 26179 | LONG BEACH 28 9 | 1 | Closed | Transformer | YES | -107.7 | 14.4 | 108.7 | 442.6 | 24.6 | 0.04 | 2.38
60724 | DENVER 55 1 | 60727 | DENVER 55 4 | 1 | Closed | Transformer | YES | -274.5 | -12.8 | 274.8 | 1120.1 | 24.6 | 0.05 | 3.73
10427 | EVERETT 8 1 | 10728 | SULTAN 2 1 | 1 | Closed | Line | NO | -308.1 | -35.2 | 310.1 | 1263.1 | 24.6 | 0.62 | -21.66
60421 | DENVER 50 1 | 60487 | AURORA 10 1 | 1 | Closed | Line | NO | 3.7 | -34.2 | 34.4 | 140 | 24.5 | 0.02 | -0.63
40703 | GOLDEN VALLEY 2 1 | 41008 | LAKE HAVASU CITY 4 3 | 1 | Closed | Line | NO | -12.7 | -24.8 | 27.8 | 113.4 | 24.5 | 0.03 | -0.17
60877 | FOUNTAIN 5 2 | 60853 | COLORADO SPRINGS 34 2 | 1 | Closed | Line | NO | 104.5 | 81.3 | 132.4 | 548 | 24.5 | 0.5 | -4.03
60380 | THORNTON 2 1 | 60317 | ERIE 2 | 1 | Closed | Line | NO | 33 | 19.7 | 38.4 | 157.6 | 24.5 | 0.03 | -0.61
28065 | FULLERTON 4 1 | 28053 | FULLERTON 3 1 | 1 | Closed | Line | NO | -17.4 | -45.7 | 48.9 | 199.2 | 24.5 | 0.04 | -0.62
10406 | BELLEVUE 1 1 | 10431 | BELLEVUE 3 2 | 1 | Closed | Line | NO | -38.6 | -35.4 | 52.4 | 213.5 | 24.5 | 0.02 | -0.14
60657 | PUEBLO 12 1 | 60785 | PUEBLO 13 1 | 1 | Closed | Line | NO | 744 | 221.8 | 776.3 | 3177.7 | 24.5 | 0.91 | -14.4
10418 | KENT 6 1 | 10490 | MAPLE VALLEY 1 1 | 1 | Closed | Line | NO | -51.2 | 19.1 | 54.7 | 226.9 | 24.5 | 0.21 | -2.25
40000 | SAN LUIS 1 1 | 40951 | YUMA 8 2 | 1 | Closed | Line | NO | -38.3 | 2.3 | 38.3 | 158.8 | 24.5 | 0.26 | -3.51
25768 | AZUSA 2 2 | 25770 | AZUSA 2 4 | 1 | Closed | TransformerWinding | YES | -108.2 | 36.9 | 114.3 | 468.9 | 24.5 | -0.04 | -2.36
50384 | DELTA 2 2 | 50040 | FILLMORE 2 1 | 1 | Closed | Line | NO | 65.5 | -29.7 | 71.9 | 293.2 | 24.5 | 0.55 | -12.44
30030 | RENO 12 1 | 30036 | SUN VALLEY 3 2 | 1 | Closed | Line | NO | -52.1 | 36.6 | 63.7 | 260.2 | 24.5 | 0.08 | -0.06
50301 | ORANGEVILLE 1 | 50309 | CASTLE DALE 1 1 | 1 | Closed | Line | NO | -68 | 17.5 | 70.2 | 295.9 | 24.5 | 0.24 | -7.06
30203 | LAS VEGAS 55 1 | 30244 | BOULDER CITY 1 1 | 1 | Closed | Line | NO | -68.4 | -17.5 | 70.6 | 288.2 | 24.5 | 0.1 | -5.04
40287 | MARICOPA 3 1 | 40350 | CHANDLER 5 3 | 1 | Closed | Line | NO | 37 | 2.3 | 37 | 151.2 | 24.5 | 0.2 | -2.33
26009 | BAKERSFIELD 29 1 | 26013 | BAKERSFIELD 30 1 | 1 | Closed | Line | NO | -54.8 | -6.4 | 55.2 | 225.3 | 24.5 | 0.07 | -0.23
60250 | WHEAT RIDGE 1 | 60352 | DENVER 28 1 | 1 | Closed | Line | NO | 40.4 | 4.8 | 40.7 | 166 | 24.5 | 0.07 | -0.57
53301 | DEMING 4 2 | 53227 | DEMING 2 2 | 1 | Closed | Line | NO | 40.6 | 0 | 40.6 | 165.5 | 24.5 | 0.05 | 0
28520 | SAN DIEGO 32 1 | 28544 | CHULA VISTA 1 2 | 1 | Closed | Line | NO | -50.9 | -21.5 | 55.3 | 225.6 | 24.5 | 0.05 | -0.42
60876 | FOUNTAIN 5 1 | 60882 | FOUNTAIN 5 7 | 1 | Closed | Transformer | YES | -179.5 | -84.8 | 198.5 | 823.2 | 24.5 | 0.11 | 7.02
23308 | FRESNO 22 2 | 23483 | FRESNO 26 2 | 1 | Closed | Line | NO | -58.3 | 6.3 | 58.7 | 240 | 24.5 | 0.09 | -0.4
28277 | RIVERSIDE 5 2 | 28400 | MORENO VALLEY 5 2 | 1 | Closed | Line | NO | -56.1 | -8.2 | 56.7 | 231.5 | 24.5 | 0.06 | -0.44
80035 | EL PASO 21 1 | 80033 | EL PASO 20 1 | 1 | Closed | Line | NO | 31.7 | 22.2 | 38.7 | 158.8 | 24.5 | 0.08 | -0.42
26087 | WELDON 1 | 26089 | WELDON 3 | 1 | Closed | Transformer | YES | -120.2 | 27.3 | 123.3 | 503.5 | 24.5 | 0.07 | 3.99
10652 | COLBERT 1 | 10647 | SPOKANE 8 1 | 1 | Closed | Line | NO | 52.5 | 22 | 56.9 | 232.3 | 24.5 | 0.13 | -0.05
40116 | EL MIRAGE 2 1 | 40113 | SUN CITY WEST 2 2 | 1 | Closed | Line | NO | 35.6 | 13.3 | 38 | 155.3 | 24.5 | 0.02 | -0.21
13695 | BOARDMAN 4 1 | 13470 | UMATILLA 2 1 | 1 | Closed | Line | NO | -940.4 | 273.6 | 979.4 | 4180.8 | 24.5 | 1.07 | -128.25
40725 | YUMA 6 4 | 28712 | HOLTVILLE 1 2 | 1 | Closed | Line | NO | -5.6 | -28 | 28.6 | 116.6 | 24.5 | 0.12 | -3.27
23011 | SALINAS 1 1 | 23006 | MARINA 2 | 1 | Closed | Line | NO | -58.6 | -0.6 | 58.6 | 239.8 | 24.5 | 0.16 | -0.3
10318 | SEATTLE 33 1 | 10260 | SEATTLE 13 1 | 1 | Closed | Line | NO | 44.5 | -31 | 54.2 | 221.5 | 24.5 | 0.03 | 0.05
26171 | LONG BEACH 28 1 | 26178 | LONG BEACH 28 8 | 1 | Closed | Transformer | YES | -107.7 | 14.5 | 108.7 | 444.2 | 24.5 | 0.03 | 2.48
11075 | PATEROS 2 | 10708 | WENATCHEE 3 2 | 1 | Closed | Line | NO | 307.4 | -17.4 | 307.9 | 1258.6 | 24.5 | 1.47 | -28.06
13611 | PROSPECT 1 | 13612 | PROSPECT 2 | 1 | Closed | Transformer | YES | -16 | 1.4 | 16 | 65.6 | 24.5 | 0.02 | 0.61
25966 | TEHACHAPI 5 1 | 25968 | TEHACHAPI 5 3 | 1 | Closed | Transformer | YES | -109.8 | -16.1 | 111 | 456.2 | 24.5 | 0.06 | 3.76
21699 | MARTINEZ 3 2 | 21698 | MARTINEZ 3 1 | 1 | Closed | Transformer | YES | -99.3 | -9.1 | 99.8 | 409.8 | 24.5 | 0.06 | 3.92
10589 | RICHLAND 1 1 | 13472 | UMATILLA 2 3 | 1 | Closed | Line | NO | -54.2 | -12.7 | 55.7 | 227.7 | 24.5 | 0.2 | -10.93
25080 | OXNARD 1 1 | 25841 | OXNARD 10 2 | 1 | Closed | Line | NO | -50.9 | 19.1 | 54.3 | 222.9 | 24.5 | 0.04 | -0.41
28564 | TEMECULA 3 1 | 28808 | PALA 2 | 1 | Closed | Line | NO | -55.2 | -6.1 | 55.5 | 227.7 | 24.5 | 0.17 | -0.01
20266 | PLACERVILLE 1 1 | 23092 | IONE 3 1 | 1 | Closed | Line | NO | 52.2 | -17.1 | 54.9 | 224.7 | 24.5 | 0.18 | -27.97
25538 | GLENDALE 7 1 | 25416 | BURBANK 6 1 | 1 | Closed | Line | NO | -14.9 | -43.7 | 46.2 | 188.8 | 24.5 | 0.04 | -0.23
13075 | EUGENE 1 1 | 13103 | EUGENE 8 2 | 1 | Closed | Line | NO | -53.7 | -11.4 | 54.9 | 224.5 | 24.4 | 0.14 | -1.28
11000 | GOLDENDALE 5 1 | 13666 | CASCADE LOCKS 1 | 1 | Closed | Line | NO | 1010 | -121.5 | 1017.3 | 4163.8 | 24.4 | 2.05 | -255.86
21254 | VALLEJO 6 2 | 21205 | AMERICAN CANYON 1 | 1 | Closed | Line | NO | 54.4 | 14.5 | 56.3 | 230.9 | 24.4 | 0.13 | -0.82
10480 | SAMMAMISH 1 3 | 10481 | SAMMAMISH 2 1 | 1 | Closed | Line | NO | 52.4 | -18.8 | 55.7 | 228 | 24.4 | 0.03 | -0.11
21462 | VACAVILLE 3 1 | 21386 | FAIRFIELD 3 2 | 1 | Closed | Line | NO | -54.5 | 11.9 | 55.8 | 229.3 | 24.4 | 0.11 | -0.27
20179 | SACRAMENTO 29 1 | 20524 | SACRAMENTO 37 2 | 1 | Closed | Line | NO | -55.2 | -5.1 | 55.5 | 227.5 | 24.4 | 0.07 | -0.06
10523 | YAKIMA 1 1 | 10527 | WHITE SWAN 1 | 1 | Closed | Line | NO | -54.7 | -5.4 | 54.9 | 226.5 | 24.4 | 0.49 | -1.74
28718 | HINKLEY 1 2 | 28717 | HINKLEY 1 1 | 1 | Closed | Transformer | YES | -334.6 | 84.8 | 345.1 | 1414 | 24.4 | 0.09 | 6.78
29015 | SAN DIEGO 53 1 | 28903 | OCOTILLO 1 | 1 | Closed | Line | NO | -959.3 | -351.2 | 1021.5 | 4185.2 | 24.4 | 2.08 | -279.7
40264 | GRAND CANYON 1 | 40468 | PAGE 1 2 | 1 | Closed | Line | NO | -36.6 | -2.6 | 36.7 | 153 | 24.4 | 0.49 | -7.19
60190 | BOULDER 7 1 | 60254 | LAFAYETTE 3 1 | 1 | Closed | Line | NO | -39.1 | -8.2 | 40 | 163.9 | 24.4 | 0.09 | -0.49
25877 | LA PUENTE 5 2 | 25813 | POMONA 6 3 | 1 | Closed | Line | NO | 206.8 | 190.2 | 281 | 1182.2 | 24.4 | 0.42 | -11.12
60177 | BOULDER 4 1 | 60723 | LOVELAND 5 2 | 1 | Closed | Line | NO | -38.8 | -10.4 | 40.2 | 164.8 | 24.4 | 0.2 | -5.14
25865 | MOJAVE 2 2 | 25936 | ROSAMOND 6 3 | 1 | Closed | Line | NO | 311.3 | 15.4 | 311.7 | 1280.8 | 24.4 | 0.38 | -12.51
60017 | GRAND JUNCTION 2 2 | 60025 | WHITEWATER 3 | 1 | Closed | Line | NO | -23.7 | -22.5 | 32.7 | 134.2 | 24.4 | 0.07 | -14.91
28998 | RIVERSIDE 18 1 | 29001 | RIVERSIDE 18 4 | 1 | Closed | Transformer | YES | -97.5 | -21 | 99.8 | 412.9 | 24.4 | 0.07 | 3.5
28911 | SEELEY 1 | 28904 | OCOTILLO 2 | 1 | Closed | Line | NO | 262.2 | -153.6 | 303.9 | 1247.2 | 24.4 | 0.56 | -17.98
30302 | BATTLE MOUNTAIN 2 1 | 30093 | ELKO 1 | 1 | Closed | Line | NO | -260.8 | 125.4 | 289.4 | 1285.7 | 24.4 | 2.51 | -44.22
40898 | GILBERT 12 1 | 40938 | JOSEPH CITY 2 8 | 1 | Closed | Line | NO | -891.4 | -486.8 | 1015.7 | 4170.1 | 24.4 | 4.11 | -965.79
74296 | GLENNS FERRY 3 2 | 74295 | GLENNS FERRY 3 1 | 1 | Closed | Transformer | YES | 24.6 | -71.8 | 75.9 | 315.6 | 24.3 | 0.02 | 1.02
60278 | DENVER 10 5 | 60184 | GOLDEN 2 1 | 1 | Closed | Line | NO | 57.6 | 107.8 | 122.2 | 510 | 24.3 | 0.31 | -2.38
40286 | SELLS 1 | 40065 | AJO 1 | 1 | Closed | Line | NO | -37.8 | 5.1 | 38.2 | 159.8 | 24.3 | 0.68 | -0.3
23083 | MODESTO 4 1 | 23341 | RIPON 2 2 | 1 | Closed | Line | NO | -59.5 | -11.1 | 60.6 | 249.1 | 24.3 | 0.07 | -0.04
77180 | LIBBY 1 1 | 77186 | LIBBY 2 2 | 1 | Closed | Line | NO | -95.9 | 25.7 | 99.3 | 408.3 | 24.3 | 0.54 | 2.03
20317 | MONTGOMERY CREEK 1 2 | 20316 | MONTGOMERY CREEK 1 1 | 1 | Closed | Transformer | YES | -330.3 | -111.5 | 348.6 | 1451.3 | 24.3 | 0.18 | 12.79
77000 | LAME DEER 1 | 77255 | COLSTRIP 2 2 | 1 | Closed | Line | NO | -65.8 | 6.4 | 66.1 | 274.5 | 24.3 | 0.53 | -1.64
60464 | COLORADO SPRINGS 8 1 | 60507 | COLORADO SPRINGS 18 1 | 1 | Closed | Line | NO | 33.9 | 18.1 | 38.4 | 161.5 | 24.3 | 0.07 | -1.81
10200 | TACOMA 7 1 | 10207 | TACOMA 9 1 | 1 | Closed | Line | NO | 18.6 | -46.8 | 50.4 | 207.1 | 24.3 | 0.03 | -0.4
10862 | SILVER CREEK 2 1 | 10864 | SILVER CREEK 2 3 | 1 | Closed | Transformer | YES | -103.6 | -54.2 | 116.9 | 487.5 | 24.3 | 0.05 | 3.44
28299 | RIALTO 3 1 | 28262 | FONTANA 5 1 | 1 | Closed | Line | NO | 14.2 | -45 | 47.2 | 194.2 | 24.3 | 0.01 | -0.02
25619 | ALTADENA 1 1 | 25664 | PASADENA 6 1 | 1 | Closed | Line | NO | -53.1 | 12.1 | 54.5 | 228.4 | 24.3 | 0.09 | -3.78
60547 | DENVER 54 2 | 60832 | KEENESBURG 2 3 | 1 | Closed | Line | NO | -40.2 | -3.5 | 40.4 | 166.1 | 24.3 | 0.12 | -1.47
26125 | BURBANK 10 1 | 26204 | CASTAIC 3 11 | 1 | Closed | Line | NO | -895.3 | -454.9 | 1004.2 | 4133.5 | 24.3 | 1.29 | -176.8
10531 | SELAH 1 | 10530 | YAKIMA 3 1 | 1 | Closed | Line | NO | -55.7 | -3.9 | 55.9 | 231 | 24.3 | 0.26 | -0.34
30003 | RENO 2 2 | 30002 | RENO 2 1 | 2 | Closed | Transformer | YES | 27.2 | -5.8 | 27.8 | 114.9 | 24.3 | 0.02 | 0.67
30003 | RENO 2 2 | 30002 | RENO 2 1 | 1 | Closed | Transformer | YES | 27.2 | -5.8 | 27.8 | 114.9 | 24.3 | 0.02 | 0.67
30003 | RENO 2 2 | 30002 | RENO 2 1 | 3 | Closed | Transformer | YES | 27.2 | -5.8 | 27.8 | 114.9 | 24.3 | 0.02 | 0.67
60238 | WOODLAND PARK 1 | 60490 | COLORADO SPRINGS 12 2 | 1 | Closed | Line | NO | -36 | -17.7 | 40.1 | 165.2 | 24.3 | 0.07 | -6.73
25048 | GOLETA 1 1 | 25030 | SANTA MARIA 1 1 | 1 | Closed | Line | NO | -308.7 | 30.1 | 310.2 | 1293.1 | 24.3 | 1.14 | -20.91
28902 | CALIPATRIA 6 1 | 28948 | CALIPATRIA 7 1 | 1 | Closed | Line | NO | 52.6 | -13.8 | 54.4 | 223.8 | 24.3 | 0.02 | -0.42
28524 | ESCONDIDO 4 1 | 28467 | SAN MARCOS 4 1 | 1 | Closed | Line | NO | 55.3 | 11.5 | 56.5 | 232.8 | 24.3 | 0.07 | -0.47
28221 | CORONA 3 1 | 28250 | RIVERSIDE 1 3 | 1 | Closed | Line | NO | -46 | 27.4 | 53.5 | 225.7 | 24.3 | 0.1 | -2.22
60373 | DACONO 1 | 60477 | FORT LUPTON 1 1 | 1 | Closed | Line | NO | -40.3 | 3.8 | 40.5 | 168.2 | 24.3 | 0.16 | -1.56
60674 | BOULDER 9 1 | 60677 | BOULDER 9 4 | 1 | Closed | Transformer | YES | -190.8 | -82.4 | 207.9 | 868.9 | 24.3 | 0.09 | 6.95
40002 | SOMERTON 1 | 40861 | YUMA 7 1 | 1 | Closed | Line | NO | -35.8 | -13 | 38.1 | 157.1 | 24.3 | 0.18 | -0.45
77254 | COLSTRIP 2 1 | 77258 | COLSTRIP 2 5 | 1 | Closed | Transformer | YES | -176.6 | 29.5 | 179.1 | 738.4 | 24.2 | 0.06 | 3.53
53020 | RANCHOS DE TAOS 1 | 53006 | TAOS 2 | 1 | Closed | Line | NO | -44.6 | 8.2 | 45.4 | 188 | 24.2 | 0.23 | 0.09
40334 | CORNVILLE 1 | 40455 | PINE 1 1 | 1 | Closed | Line | NO | 36.9 | -19.6 | 41.7 | 172.2 | 24.2 | 0.31 | -12.44
60062 | RIDGWAY 1 | 60812 | MONTROSE 5 2 | 1 | Closed | Line | NO | -39.4 | 4 | 39.6 | 167 | 24.2 | 0.69 | -1.87
74327 | NEW PLYMOUTH 2 | 74029 | PAYETTE 1 | 1 | Closed | Line | NO | 58.7 | 1.4 | 58.7 | 242.1 | 24.2 | 0.19 | -0.72
60468 | PUEBLO 1 1 | 60566 | PUEBLO 7 1 | 1 | Closed | Line | NO | -39.6 | -5.3 | 40 | 165.2 | 24.2 | 0.08 | -1.3
30015 | RENO 5 1 | 30051 | CARSON CITY 5 2 | 1 | Closed | Line | NO | -34.7 | 31.2 | 46.7 | 220.6 | 24.2 | 0.06 | -9.36
40390 | MESA 10 1 | 40345 | MESA 2 1 | 1 | Closed | Line | NO | 23.6 | -36.6 | 43.6 | 180 | 24.2 | 0.07 | 0.07
74191 | VICTOR 1 1 | 70000 | WILSON 1 | 1 | Closed | Line | NO | -45.6 | 11.8 | 47.1 | 196.2 | 24.2 | 0.19 | -0.75
40981 | CHLORIDE 2 3 | 40983 | CHLORIDE 2 5 | 1 | Closed | TransformerWinding | YES | -188.1 | -11.3 | 188.4 | 778.5 | 24.2 | -0.02 | -1.28
23053 | STOCKTON 12 2 | 23058 | ACAMPO 1 | 1 | Closed | Line | NO | -54 | 10.8 | 55 | 238.8 | 24.2 | 0.08 | -9.7
50023 | MILFORD 1 1 | 50422 | MILFORD 4 3 | 1 | Closed | Line | NO | -49.3 | 30.3 | 57.8 | 255.2 | 24.2 | 0.19 | -6.67
25206 | CANOGA PARK 3 1 | 25219 | NORTHRIDGE 1 1 | 1 | Closed | Line | NO | -27.2 | -41.1 | 49.3 | 204 | 24.2 | 0.05 | -0.38
26195 | CASTAIC 3 2 | 26228 | SANTA CLARITA 5 9 | 1 | Closed | Line | NO | 300.1 | -71.3 | 308.5 | 1275.1 | 24.2 | 0.36 | -12.33
25019 | GROVER BEACH 1 | 25026 | SAN LUIS OBISPO 4 1 | 1 | Closed | Line | NO | -54.1 | 6.1 | 54.4 | 226.5 | 24.2 | 0.2 | -1.3
13190 | DEXTER 1 1 | 13582 | LOWELL 4 3 | 1 | Closed | Line | NO | -53.1 | -5 | 53.4 | 221.5 | 24.2 | 0.22 | -0.4
53031 | SANTA FE 4 1 | 53024 | SANTA FE 2 1 | 1 | Closed | Line | NO | 38.8 | 4.8 | 39 | 162.3 | 24.2 | 0.11 | -1.95
40774 | MARANA 3 1 | 40997 | MARANA 4 1 | 1 | Closed | Line | NO | -38.1 | -3.3 | 38.3 | 158.5 | 24.2 | 0.04 | -0.29
20211 | RANCHO CORDOVA 1 1 | 20231 | ROSEVILLE 5 1 | 1 | Closed | Line | NO | -39.3 | -31.2 | 50.2 | 207.6 | 24.2 | 0.05 | -0.52
70157 | POINT OF ROCKS 7 | 70122 | KEMMERER 2 1 | 1 | Closed | Line | NO | 291.1 | -86.9 | 303.8 | 1257.2 | 24.2 | 3.53 | -90.27
30295 | LAS VEGAS 69 1 | 30301 | LAS VEGAS 69 7 | 1 | Closed | Transformer | YES | -92.8 | -31.2 | 97.9 | 409.9 | 24.2 | 0.07 | 3.25
77198 | COLSTRIP 1 1 | 77005 | CROW AGENCY 1 | 1 | Closed | Line | NO | 62.3 | -15.2 | 64.1 | 265.3 | 24.2 | 0.73 | -7.02
10452 | RENTON 5 1 | 10483 | SAMMAMISH 3 1 | 1 | Closed | Line | NO | -30.4 | 40.8 | 50.9 | 212.5 | 24.2 | 0.05 | -0.56
40151 | PHOENIX 4 2 | 40130 | TOLLESON 1 1 | 1 | Closed | Line | NO | 38.4 | 5.1 | 38.7 | 160.3 | 24.2 | 0.08 | 0.04
23097 | MODESTO 8 3 | 23349 | MODESTO 11 2 | 1 | Closed | Line | NO | -57.5 | -9.4 | 58.3 | 241.7 | 24.1 | 0.06 | 0.08
30295 | LAS VEGAS 69 1 | 30300 | LAS VEGAS 69 6 | 1 | Closed | Transformer | YES | -92.8 | -31.2 | 97.9 | 410.2 | 24.1 | 0.05 | 3.25
74089 | BOISE 6 1 | 74307 | BRUNEAU 1 | 1 | Closed | Line | NO | -38 | -35.5 | 52 | 215.2 | 24.1 | 0.26 | -12.86
13508 | HERMISTON 3 3 | 13416 | HERMISTON 1 2 | 1 | Closed | Line | NO | 55.1 | 6.6 | 55.5 | 229.7 | 24.1 | 0.2 | -0.66
77229 | HELENA 4 2 | 77228 | HELENA 4 1 | 1 | Closed | Transformer | YES | -89.2 | -35.5 | 96 | 404 | 24.1 | 0.05 | 3.8
20168 | OROVILLE 4 1 | 20373 | BROWNS VALLEY 2 | 1 | Closed | Line | NO | 40 | -36.2 | 54 | 223.6 | 24.1 | 0.09 | -15.67
20378 | MEADOW VALLEY 1 5 | 20404 | WOODLAND 5 5 | 1 | Closed | Line | NO | 268 | -140.4 | 302.5 | 1253.6 | 24.1 | 2.79 | -168.67
23376 | MOSS LANDING 3 | 23010 | WATSONVILLE 3 1 | 1 | Closed | Line | NO | 44.9 | 29.2 | 53.6 | 222.6 | 24.1 | 0.15 | -0.53
21339 | HAYWARD 5 1 | 21607 | PITTSBURG 4 1 | 1 | Closed | Line | NO | -316 | -43.1 | 318.9 | 1322.1 | 24.1 | 1.01 | -48.58
74125 | GOODING 1 | 74229 | HAGERMAN 3 1 | 1 | Closed | Line | NO | -53.3 | -3 | 53.3 | 222.3 | 24.1 | 0.29 | -4.66
60667 | LIMON 3 3 | 60666 | LIMON 3 2 | 1 | Closed | Transformer | YES | -39.3 | 4.8 | 39.6 | 164.3 | 24.1 | 0.02 | 0.85
10007 | LONG BEACH 1 2 | 13028 | TILLAMOOK 2 | 1 | Closed | Line | NO | 52.7 | -18.4 | 55.8 | 231.6 | 24.1 | 0.51 | -16.96
10887 | SUMAS 1 | 10889 | SUMAS 3 | 1 | Closed | Transformer | YES | -87.4 | -39.8 | 96 | 403.4 | 24.1 | 0.04 | 2.61
25004 | SAN LUIS OBISPO 1 1 | 26136 | AVILA BEACH 7 | 1 | Closed | Line | NO | -282.6 | 69.5 | 291 | 1216.6 | 24.1 | 0.51 | -6.42
21065 | NOVATO 2 1 | 21118 | SAN FRANCISCO 18 3 | 1 | Closed | Line | NO | 55.1 | -2.1 | 55.1 | 228.9 | 24.1 | 0.22 | -1.47
20498 | REDDING 12 2 | 20052 | REDDING 4 1 | 1 | Closed | Line | NO | 52.7 | 13.5 | 54.4 | 226.3 | 24.1 | 0.09 | -0.56
80006 | EL PASO 3 1 | 53245 | SUNLAND PARK 2 8 | 1 | Closed | Line | NO | -94.2 | -85 | 126.9 | 526.8 | 24.1 | 0.18 | -2.93
10863 | SILVER CREEK 2 2 | 10862 | SILVER CREEK 2 1 | 1 | Closed | Transformer | YES | -96 | 8.1 | 96.4 | 400.2 | 24.1 | 0.03 | 1.24
21722 | CROCKETT 1 | 21698 | MARTINEZ 3 1 | 1 | Closed | Line | NO | -288.9 | -2.8 | 288.9 | 1201.5 | 24.1 | 0.33 | -9.15
23291 | AUBERRY 1 1 | 23293 | AUBERRY 1 3 | 1 | Closed | Transformer | YES | -113.3 | 12.1 | 113.9 | 473.1 | 24.1 | 0.1 | 5.24
20249 | GRASS VALLEY 1 1 | 20504 | COLFAX 3 1 | 1 | Closed | Line | NO | -44 | -24.5 | 50.4 | 209.2 | 24.1 | 0.08 | -2.1
70162 | ALCOVA 2 2 | 70164 | ALCOVA 2 4 | 1 | Closed | Transformer | YES | -16.2 | -7.5 | 17.9 | 75.2 | 24.1 | 0.01 | 0.47
13689 | CLATSKANIE 5 1 | 13692 | CLATSKANIE 5 4 | 1 | Closed | TransformerWinding | YES | 104.9 | 1.9 | 104.9 | 435.8 | 24.1 | 0.07 | 4.99
60582 | PUEBLO 11 3 | 60567 | PUEBLO 8 1 | 1 | Closed | Line | NO | 37.1 | 10.2 | 38.5 | 161.1 | 24 | 0.1 | -1.3
25005 | SAN LUIS OBISPO 1 2 | 25024 | SAN LUIS OBISPO 3 1 | 1 | Closed | Line | NO | 54.4 | 1 | 54.4 | 226.2 | 24 | 0.17 | -1.28
40311 | TEMPE 4 1 | 40272 | CHANDLER 1 1 | 1 | Closed | Line | NO | 29.2 | 21.1 | 36 | 150.1 | 24 | 0.05 | -0.21
23123 | ATWATER 2 1 | 23126 | ATWATER 2 4 | 1 | Closed | TransformerWinding | YES | 147.9 | 30.1 | 150.9 | 628.5 | 24 | -0.01 | -0.76
74029 | PAYETTE 1 | 74065 | EMMETT 2 | 1 | Closed | Line | NO | 58.1 | -5.3 | 58.3 | 242.6 | 24 | 0.18 | -6.49
28245 | CORONA 8 1 | 28832 | COLTON 3 2 | 1 | Closed | Line | NO | -55.7 | -12.2 | 57 | 237.1 | 24 | 0.11 | -2.38
28088 | SANTA ANA 5 1 | 28133 | TUSTIN 3 1 | 1 | Closed | Line | NO | -11.7 | 44.5 | 46 | 198.9 | 24 | 0.05 | -1.86
70161 | ALCOVA 2 1 | 70116 | ROCK RIVER 1 5 | 1 | Closed | Line | NO | 304.2 | -62.7 | 310.6 | 1293.3 | 24 | 2.76 | -52.84
50092 | WEST JORDAN 2 1 | 50137 | SALT LAKE CITY 10 1 | 1 | Closed | Line | NO | 64.6 | 8.2 | 65.1 | 272 | 24 | 0.04 | -1.34
30371 | LAS VEGAS 72 3 | 30370 | LAS VEGAS 72 2 | 1 | Closed | Transformer | YES | -96.2 | 4.5 | 96.3 | 401.3 | 24 | 0.07 | 3.62
28294 | SAN BERNARDINO 1 1 | 28355 | VICTORVILLE 5 1 | 1 | Closed | Line | NO | -55.4 | -4.1 | 55.5 | 231.4 | 24 | 0.14 | -5.49
21498 | APTOS 1 | 21380 | SCOTTS VALLEY 1 | 1 | Closed | Line | NO | 18.2 | -41.5 | 45.3 | 188.5 | 24 | 0.13 | -1.11
21220 | OAKLAND 6 1 | 21269 | SAN LEANDRO 2 1 | 1 | Closed | Line | NO | -34.6 | -33.5 | 48.1 | 200.5 | 24 | 0.04 | -0.17
50299 | HEBER CITY 1 | 50302 | OAKLEY 3 1 | 1 | Closed | Line | NO | -67.6 | -11.5 | 68.5 | 285.7 | 24 | 0.1 | -1.85
70151 | POINT OF ROCKS 1 | 70154 | POINT OF ROCKS 4 | 1 | Closed | Transformer | YES | -184.7 | 46.3 | 190.4 | 793.6 | 24 | 0.08 | 6.18
10260 | SEATTLE 13 1 | 10241 | SEATTLE 7 1 | 1 | Closed | Line | NO | 14.1 | -43.4 | 45.7 | 190.4 | 24 | 0.01 | -0.18
53031 | SANTA FE 4 1 | 53063 | ALGODONES 1 1 | 1 | Closed | Line | NO | -39.1 | -9.8 | 40.3 | 168.1 | 24 | 0.24 | -1.64
77194 | ANACONDA 2 2 | 77193 | ANACONDA 2 1 | 1 | Closed | Transformer | YES | -107.2 | 5.5 | 107.3 | 447.9 | 24 | 0.04 | 2.66
53103 | ALBUQUERQUE 18 1 | 53085 | ALBUQUERQUE 12 1 | 1 | Closed | Line | NO | -39.1 | -9.8 | 40.3 | 168.5 | 23.9 | 0.03 | -0.41
80045 | EL PASO 27 1 | 80087 | EL PASO 37 2 | 1 | Closed | Line | NO | -129.4 | -33.2 | 133.5 | 557.9 | 23.9 | 0.39 | -4.34
60494 | AURORA 12 1 | 60485 | AURORA 8 2 | 1 | Closed | Line | NO | -31.2 | 22.1 | 38.2 | 160.4 | 23.9 | 0.04 | -0.24
25302 | LOS ANGELES 7 1 | 26213 | PLAYA DEL REY 2 | 1 | Closed | Line | NO | -262 | -135 | 294.8 | 1232 | 23.9 | 0.06 | -4.47
26024 | POMONA 7 3 | 28141 | CHINO HILLS 1 1 | 1 | Closed | Line | NO | 271.2 | 98.6 | 288.6 | 1219.7 | 23.9 | 0.13 | -9.45
50088 | SALT LAKE CITY 2 1 | 50092 | WEST JORDAN 2 1 | 1 | Closed | Line | NO | 54 | 39.2 | 66.7 | 279.8 | 23.9 | 0.11 | -0.49
26228 | SANTA CLARITA 5 9 | 26104 | NEWHALL 3 1 | 1 | Closed | Line | NO | 299.8 | -20 | 300.5 | 1256.5 | 23.9 | 0.38 | -8.37
50203 | LOGAN 2 1 | 50059 | OGDEN 1 1 | 1 | Closed | Line | NO | -553.9 | 9.8 | 554 | 2350.7 | 23.9 | 1.5 | -76.11
25125 | FRAZIER PARK 2 | 25903 | LEBEC 1 3 | 1 | Closed | Line | NO | -53.1 | -1.5 | 53.1 | 223.7 | 23.9 | 0.31 | 0.27
60139 | IDAHO SPRINGS 2 | 60151 | EVERGREEN 1 | 1 | Closed | Line | NO | 39.1 | -1.4 | 39.1 | 163.7 | 23.9 | 0.26 | -1.32
23074 | LODI 3 1 | 20220 | GALT 1 1 | 1 | Closed | Line | NO | -56.7 | 3 | 56.7 | 238.7 | 23.9 | 0.18 | -1.17
50156 | SARATOGA SPRINGS 1 | 50145 | RIVERTON 2 2 | 1 | Closed | Line | NO | -59.4 | 7.8 | 59.9 | 253.3 | 23.9 | 0.05 | -3.15
40116 | EL MIRAGE 2 1 | 40128 | SUN CITY 6 1 | 1 | Closed | Line | NO | 36.5 | 8.2 | 37.4 | 156.7 | 23.9 | 0.03 | -0.02
20095 | PARADISE 1 1 | 20097 | PARADISE 2 1 | 1 | Closed | Line | NO | -54.6 | -2.4 | 54.6 | 229 | 23.9 | 0.07 | -0.15
53075 | ALBUQUERQUE 6 1 | 53073 | ALBUQUERQUE 5 1 | 1 | Closed | Line | NO | -38.2 | -11.5 | 39.9 | 167.1 | 23.9 | 0.04 | -0.21
60302 | FORT COLLINS 5 2 | 60305 | FORT COLLINS 5 5 | 1 | Closed | TransformerWinding | YES | 57.4 | 8.1 | 57.9 | 242.7 | 23.9 | 0.17 | 5.31
53250 | DEMING 3 1 | 53255 | DEMING 3 6 | 1 | Closed | Transformer | YES | -215.7 | -59.6 | 223.8 | 947.8 | 23.9 | 0.11 | 8.14
21459 | SAN JOSE 9 2 | 21461 | SAN JOSE 9 4 | 1 | Closed | TransformerWinding | YES | -101.4 | 34.7 | 107.1 | 455.2 | 23.9 | -0.09 | -4.54
50168 | SANDY 3 1 | 50187 | SALT LAKE CITY 19 1 | 1 | Closed | Line | NO | 66.3 | -4.6 | 66.5 | 278.7 | 23.9 | 0.09 | -1.3
60867 | CRAIG 2 1 | 60704 | HAYDEN 2 1 | 1 | Closed | Line | NO | 612.8 | -265.5 | 667.9 | 2799.2 | 23.9 | 1.3 | -35.04
28228 | ONTARIO 7 1 | 28282 | RIVERSIDE 8 2 | 1 | Closed | Line | NO | -51.1 | -17.3 | 53.9 | 226.2 | 23.8 | 0.08 | -0.42
60576 | PUEBLO 10 1 | 60505 | PUEBLO 3 1 | 1 | Closed | Line | NO | 38.2 | 3.7 | 38.3 | 161.9 | 23.8 | 0.06 | -2.49
60145 | BELLVUE 3 | 60163 | LIVERMORE 7 1 | 1 | Closed | Line | NO | -39.8 | -0.4 | 39.8 | 167.8 | 23.8 | 0.25 | -0.49
10624 | DAYTON 1 1 | 11057 | DAYTON 5 2 | 1 | Closed | Line | NO | -54 | -7.3 | 54.5 | 228.8 | 23.8 | 0.16 | -1.04
25303 | LOS ANGELES 7 2 | 25376 | LAWNDALE 1 1 | 1 | Closed | Line | NO | 52.3 | 16.7 | 54.9 | 230.3 | 23.8 | 0.02 | -0.08
53250 | DEMING 3 1 | 53253 | DEMING 3 4 | 1 | Closed | Transformer | YES | -215.7 | -61.3 | 224.2 | 949.5 | 23.8 | 0.07 | 6.53
28181 | ONTARIO 3 1 | 28191 | UPLAND 2 1 | 1 | Closed | Line | NO | 51.4 | -15.2 | 53.6 | 225.1 | 23.8 | 0.03 | -0.14
25552 | LYNWOOD 2 1 | 25555 | LOS ANGELES 70 2 | 1 | Closed | Line | NO | -27.1 | -42.7 | 50.5 | 212.3 | 23.8 | 0.02 | -0.1
50389 | MILFORD 2 1 | 50033 | BEAVER 1 2 | 1 | Closed | Line | NO | 70 | -11.9 | 71 | 298.1 | 23.8 | 0.23 | -1.57
40443 | CASA GRANDE 4 1 | 40402 | CASA GRANDE 3 3 | 1 | Closed | Line | NO | 37.1 | -2.5 | 37.2 | 156.3 | 23.8 | 0.05 | -0.31
74213 | LEWISTON 4 1 | 74216 | LEWISTON 4 4 | 1 | Closed | TransformerWinding | YES | 126.1 | 1.7 | 126.1 | 529.9 | 23.8 | 0.15 | 7.78
30171 | NORTH LAS VEGAS 4 1 | 30378 | LAS VEGAS 72 10 | 1 | Closed | Line | NO | -282.7 | -88.2 | 296.1 | 1244.2 | 23.8 | 0.71 | -7.42
28599 | CHULA VISTA 6 2 | 28589 | SAN DIEGO 47 1 | 1 | Closed | Line | NO | 44.7 | 29 | 53.3 | 223.9 | 23.8 | 0.03 | -0.01
23124 | ATWATER 2 2 | 23140 | MERCED 5 1 | 1 | Closed | Line | NO | 57 | 6.1 | 57.3 | 240.7 | 23.8 | 0.17 | -0.17
28006 | HUNTINGTON BEACH 3 1 | 26172 | LONG BEACH 28 2 | 1 | Closed | Line | NO | -39.5 | 34 | 52.2 | 219.2 | 23.8 | 0.02 | 0.03
26237 | GLENDALE 8 1 | 25427 | LOS ANGELES 31 3 | 1 | Closed | Line | NO | 289.9 | 77.8 | 300.1 | 1265.4 | 23.8 | 0.26 | -4.31
28698 | EL CENTRO 1 1 | 28750 | CALEXICO 3 2 | 1 | Closed | Line | NO | -53.9 | 3 | 54 | 228 | 23.8 | 0.14 | -0.79
20305 | COBB 1 | 20464 | MIDDLETOWN 4 2 | 1 | Closed | Line | NO | -50.2 | -17 | 53 | 223 | 23.8 | 0.05 | -0.59
23105 | HUGHSON 1 | 23452 | TRACY 8 3 | 1 | Closed | Line | NO | -54.8 | -2 | 54.9 | 233.6 | 23.8 | 0.65 | -1.55
21106 | DALY CITY 3 1 | 21145 | SAN FRANCISCO 27 1 | 1 | Closed | Line | NO | -45.8 | -23.2 | 51.4 | 216.2 | 23.8 | 0.16 | -1.75
20318 | MONTGOMERY CREEK 1 3 | 20317 | MONTGOMERY CREEK 1 2 | 1 | Closed | Transformer | YES | 47.8 | 68.6 | 83.6 | 352.1 | 23.7 | 0.01 | 1.06
40990 | GILA BEND 7 1 | 41016 | GILA BEND 8 1 | 1 | Closed | Line | NO | -17.4 | 19.5 | 26.1 | 122.2 | 23.7 | 0.06 | -3.69
25383 | HAWTHORNE 2 1 | 25431 | LOS ANGELES 33 1 | 1 | Closed | Line | NO | 53.2 | -8.2 | 53.9 | 227 | 23.7 | 0.03 | -0.86
21679 | BIRDS LANDING 3 1 | 21681 | BIRDS LANDING 3 3 | 1 | Closed | Transformer | YES | -110.8 | -28.3 | 114.3 | 486 | 23.7 | 0.06 | 3.68
25388 | TORRANCE 4 1 | 25435 | HARBOR CITY 1 | 1 | Closed | Line | NO | 51.9 | 7.5 | 52.4 | 221 | 23.7 | 0.03 | -0.35
77057 | WHITE SULPHUR SPRINGS 1 | 77201 | GREAT FALLS 6 2 | 1 | Closed | Line | NO | -39.7 | -35.1 | 53 | 223.4 | 23.7 | 0.27 | -26.57
28541 | SAN DIEGO 39 1 | 28606 | EL CAJON 1 2 | 1 | Closed | Line | NO | 35 | 37.1 | 51 | 215 | 23.7 | 0.04 | 0.12
21580 | DISCOVERY BAY 1 | 21601 | BIRDS LANDING 1 2 | 1 | Closed | Line | NO | -53.1 | -9.2 | 53.8 | 227.1 | 23.7 | 0.36 | -2.99
13152 | CENTRAL POINT 2 1 | 13632 | WHITE CITY 2 1 | 1 | Closed | Line | NO | -46.4 | 29.8 | 55.2 | 237.3 | 23.7 | 0.15 | -1.76
60017 | GRAND JUNCTION 2 2 | 60021 | GRAND JUNCTION 5 1 | 1 | Closed | Line | NO | 38.8 | 0.2 | 38.8 | 163.5 | 23.7 | 0.23 | 0.24
60189 | LONGMONT 2 1 | 60247 | LONGMONT 3 1 | 1 | Closed | Line | NO | 37.6 | -6.4 | 38.2 | 161 | 23.7 | 0.12 | 0.12
50296 | FAIRVIEW 2 1 | 50401 | MONA 2 2 | 1 | Closed | Line | NO | -62.3 | -7.9 | 62.8 | 264.8 | 23.7 | 0.13 | -12.33
50123 | OGDEN 7 1 | 50061 | OGDEN 1 3 | 1 | Closed | Line | NO | -67.9 | -12.1 | 69 | 291.2 | 23.7 | 0.1 | -0.2
53295 | FRUITLAND 2 2 | 53294 | FRUITLAND 2 1 | 1 | Closed | Transformer | YES | -283.9 | 17.1 | 284.4 | 1200 | 23.7 | 0.13 | 7.82
20416 | HORNBROOK 2 | 13200 | TALENT 1 | 1 | Closed | Line | NO | 62 | -8.5 | 62.6 | 264.2 | 23.7 | 0.76 | 0.29
77283 | HARDIN 3 2 | 77010 | WORDEN 1 | 1 | Closed | Line | NO | 61.4 | -5.6 | 61.7 | 260.3 | 23.7 | 0.56 | -2.3
60264 | LITTLETON 3 1 | 60725 | DENVER 55 2 | 1 | Closed | Line | NO | -142.6 | -11.4 | 143.1 | 605.3 | 23.7 | 0.56 | -5.52
21235 | VALLEJO 3 1 | 21254 | VALLEJO 6 2 | 1 | Closed | Line | NO | -53.1 | -8.9 | 53.8 | 227.3 | 23.7 | 0.13 | -1.22
23283 | LEMOORE 4 2 | 23266 | LEMOORE 3 2 | 1 | Closed | Line | NO | -51.8 | -17.1 | 54.6 | 230.6 | 23.7 | 0.08 | -0.71
25802 | LA VERNE 2 1 | 25810 | POMONA 5 1 | 1 | Closed | Line | NO | -11.5 | -44 | 45.5 | 192 | 23.7 | 0.05 | -6.13
53294 | FRUITLAND 2 1 | 53298 | FRUITLAND 2 5 | 1 | Closed | Transformer | YES | -288.4 | 106.3 | 307.4 | 1298.6 | 23.7 | 0.09 | 6.49
10603 | KENNEWICK 3 2 | 10613 | BURBANK 1 1 | 1 | Closed | Line | NO | -48.2 | -23 | 53.4 | 225.5 | 23.7 | 0.14 | -1.46
10032 | OLYMPIA 2 1 | 10040 | OLYMPIA 4 1 | 1 | Closed | Line | NO | 52.6 | -9.5 | 53.5 | 226.1 | 23.7 | 0.16 | -3.42
28348 | HESPERIA 4 1 | 28287 | RIALTO 1 1 | 1 | Closed | Line | NO | 52.3 | -13.6 | 54.1 | 228.5 | 23.7 | 0.08 | -1.39
40228 | MAYER 1 | 40211 | DEWEY 1 | 1 | Closed | Line | NO | -40.5 | 2.8 | 40.6 | 173.2 | 23.7 | 0.12 | -2.58
50377 | SALT LAKE CITY 30 8 | 50116 | SOUTH JORDAN 2 1 | 1 | Closed | Line | NO | -600.8 | -223.4 | 641 | 2710.2 | 23.7 | 0.38 | -23.91
13418 | HERMISTON 2 2 | 13538 | HERMISTON 4 2 | 1 | Closed | Line | NO | -54.1 | -1.6 | 54.1 | 229.1 | 23.7 | 0.11 | -1.18
21382 | CONCORD 5 1 | 21474 | DANVILLE 3 1 | 1 | Closed | Line | NO | 276.6 | 53.6 | 281.7 | 1201 | 23.6 | 0.37 | -12.38
40367 | CHANDLER 9 1 | 40405 | GILBERT 4 1 | 1 | Closed | Line | NO | 31 | -16 | 34.9 | 147.7 | 23.6 | 0.02 | -0.22
28558 | SAN DIEGO 42 2 | 28553 | CHULA VISTA 4 1 | 1 | Closed | Line | NO | -40.3 | -32.3 | 51.7 | 218.5 | 23.6 | 0.04 | -0.88
10666 | ELK 1 | 10658 | CHATTAROY 1 | 1 | Closed | Line | NO | 52.5 | 13.5 | 54.2 | 229.9 | 23.6 | 0.13 | -0.82
11011 | GRAND COULEE 1 | 11074 | PATEROS 1 | 1 | Closed | Line | NO | 960.6 | -209.9 | 983.3 | 4161.8 | 23.6 | 1.29 | -255.2
25936 | ROSAMOND 6 3 | 25990 | LANCASTER 8 1 | 1 | Closed | Line | NO | 292.9 | -3.8 | 292.9 | 1240.1 | 23.6 | 0.39 | -7.07
25206 | CANOGA PARK 3 1 | 25244 | LOS ANGELES 2 1 | 1 | Closed | Line | NO | 3.1 | 36.2 | 36.4 | 158.6 | 23.6 | 0.02 | -1.1
40138 | GLENDALE 10 1 | 40210 | PHOENIX 28 1 | 1 | Closed | Line | NO | -20.9 | -27.1 | 34.2 | 144.9 | 23.6 | 0.04 | -0.31
50003 | SAINT GEORGE 1 1 | 50001 | IVINS 1 | 1 | Closed | Line | NO | 65.3 | 11.2 | 66.2 | 281.4 | 23.6 | 0.11 | -1.75
28424 | SAN DIEGO 6 2 | 28446 | SAN DIEGO 9 3 | 1 | Closed | Line | NO | -54 | -7.7 | 54.5 | 231.2 | 23.6 | 0.07 | -0.03
50334 | MONTICELLO 1 | 50338 | MOAB 2 | 1 | Closed | Line | NO | -63.9 | 2.4 | 63.9 | 276.5 | 23.6 | 1.08 | -4.35
40186 | PHOENIX 16 1 | 40967 | ARLINGTON 10 1 | 1 | Closed | Line | NO | -623.8 | -277.3 | 682.6 | 2892.7 | 23.6 | 2.28 | -76.36
80012 | EL PASO 7 1 | 80004 | CANUTILLO 1 | 1 | Closed | Line | NO | -2.8 | 25 | 25.2 | 115.4 | 23.6 | 0.03 | -2.08
60693 | PLATTEVILLE 2 12 | 60885 | WELLINGTON 4 2 | 1 | Closed | Line | NO | -292.2 | 55.9 | 297.5 | 1290.3 | 23.6 | 1.88 | -22.81
25882 | GOLETA 3 3 | 25060 | SANTA BARBARA 6 2 | 1 | Closed | Line | NO | 51.1 | -15.7 | 53.4 | 226.5 | 23.6 | 0.09 | -2.49
10566 | MABTON 1 | 13410 | BOARDMAN 1 2 | 1 | Closed | Line | NO | -53 | 3.4 | 53.1 | 227 | 23.6 | 0.35 | -1.13
30028 | RENO 10 1 | 30039 | SPARKS 1 1 | 1 | Closed | Line | NO | -55.7 | -13.7 | 57.4 | 243.2 | 23.6 | 0.03 | -0.95
10265 | SEATTLE 15 2 | 10323 | SEATTLE 37 1 | 1 | Closed | Line | NO | -45.5 | 26.2 | 52.5 | 223.1 | 23.6 | 0.02 | -0.13
25877 | LA PUENTE 5 2 | 28118 | YORBA LINDA 1 1 | 1 | Closed | Line | NO | 285 | 58.9 | 291 | 1240.3 | 23.6 | 0.63 | -9.33
21157 | BURLINGAME 2 2 | 21176 | SAN MATEO 2 1 | 1 | Closed | Line | NO | -42.5 | -17.6 | 45.9 | 194.9 | 23.6 | 0.02 | -0.1
10893 | BURLINGTON 2 2 | 10799 | ANACORTES 2 6 | 1 | Closed | Line | NO | 305.3 | 6.5 | 305.4 | 1295.5 | 23.6 | 0.28 | -3.98
50134 | SALT LAKE CITY 9 1 | 50148 | LAYTON 3 1 | 1 | Closed | Line | NO | 58.5 | -10.4 | 59.4 | 252.3 | 23.6 | 0.08 | -13.97
21351 | CONCORD 2 1 | 21353 | WALNUT CREEK 3 2 | 1 | Closed | Line | NO | 51.8 | 6.7 | 52.2 | 221.6 | 23.6 | 0.04 | -0.35
53279 | BLOOMFIELD 2 2 | 53281 | BLOOMFIELD 2 4 | 1 | Closed | TransformerWinding | YES | -35.6 | 0 | 35.6 | 151.3 | 23.5 | 0.01 | 0.3
21218 | OAKLAND 4 1 | 21665 | OAKLAND 19 2 | 1 | Closed | Line | NO | -53.9 | -10.8 | 55 | 233.6 | 23.5 | 0.04 | -0.8
40866 | CASA GRANDE 5 1 | 40870 | CASA GRANDE 5 5 | 1 | Closed | Transformer | YES | -214.4 | 30.3 | 216.5 | 920.1 | 23.5 | 0.09 | 6.39
21260 | OAKLAND 15 1 | 21420 | SAN RAMON 2 1 | 1 | Closed | Line | NO | 44.1 | 20.5 | 48.6 | 207 | 23.5 | 0.07 | -0.41
60556 | GREELEY 4 4 | 60710 | NEW RAYMER 2 | 1 | Closed | Line | NO | -129.1 | 2.1 | 129.1 | 561.9 | 23.5 | 1.05 | -20.89
28635 | RAMONA 1 1 | 28534 | SAN DIEGO 37 3 | 1 | Closed | Line | NO | -55.7 | 6.6 | 56.1 | 238.8 | 23.5 | 0.09 | 0.01
20472 | MEADOW VALLEY 3 1 | 20069 | SHINGLETOWN 1 | 1 | Closed | Line | NO | -49.1 | 11.8 | 50.5 | 232.1 | 23.5 | 0.47 | -11.09
26127 | BURBANK 10 3 | 25916 | BURBANK 8 1 | 1 | Closed | Line | NO | 18.8 | 42.2 | 46.2 | 196.5 | 23.5 | 0.01 | -0.01
23173 | FRESNO 7 1 | 23217 | CLOVIS 5 1 | 1 | Closed | Line | NO | 54.5 | 5.9 | 54.8 | 233.1 | 23.5 | 0.16 | -0.58
60287 | LOVELAND 4 1 | 60337 | DENVER 21 1 | 1 | Closed | Line | NO | 136.5 | 20.5 | 138 | 606 | 23.5 | 0.7 | -22.5
30270 | RENO 20 3 | 30428 | SPARKS 10 1 | 1 | Closed | Line | NO | -57.1 | -1.9 | 57.1 | 243.9 | 23.5 | 0.16 | -5.31
30114 | LAS VEGAS 11 3 | 30433 | NORTH LAS VEGAS 11 5 | 1 | Closed | Line | NO | -235.7 | -137.3 | 272.7 | 1161.1 | 23.5 | 0.26 | -14.51
60750 | BRUSH 3 3 | 60732 | BRUSH 2 2 | 1 | Closed | Line | NO | -38.7 | 8.3 | 39.5 | 168.7 | 23.5 | 0.07 | -0.08
40644 | LAKESIDE 3 1 | 40649 | PINETOP 2 | 1 | Closed | Line | NO | -36.9 | -0.1 | 36.9 | 157.7 | 23.5 | 0.13 | -0.04
60341 | FORT COLLINS 9 1 | 60523 | EVANS 1 | 1 | Closed | Line | NO | -36.8 | -10.8 | 38.3 | 163.2 | 23.5 | 0.08 | -3.01
30278 | FALLON 2 1 | 30381 | LUNING 1 | 1 | Closed | Line | NO | 58.5 | -28.4 | 65 | 276.9 | 23.5 | 0.49 | -6.31
28822 | IRVINE 9 4 | 28060 | COSTA MESA 1 2 | 1 | Closed | Line | NO | -42.1 | 33.7 | 53.9 | 230.3 | 23.5 | 0.04 | -0.2
10353 | SEATTLE 42 8 | 10330 | SEATTLE 39 1 | 1 | Closed | Line | NO | 186.7 | 199.8 | 273.4 | 1192.4 | 23.5 | 0.23 | -8.93
80021 | EL PASO 13 1 | 80003 | ANTHONY 2 1 | 1 | Closed | Line | NO | -31.2 | 21.7 | 38 | 162.7 | 23.5 | 0.06 | -0.23
53192 | SILVER CITY 2 | 53283 | HURLEY 2 | 1 | Closed | Line | NO | 35.1 | -11.7 | 37 | 157.7 | 23.5 | 0.16 | -0.88
25096 | OXNARD 4 1 | 25157 | THOUSAND OAKS 2 2 | 1 | Closed | Line | NO | 49.7 | 7.1 | 50.2 | 224 | 23.5 | 0.1 | -10.23
26021 | REDONDO BEACH 4 8 | 25575 | LONG BEACH 10 1 | 1 | Closed | Line | NO | 257.6 | 87.6 | 272.1 | 1172.4 | 23.5 | 0.3 | -9.46
74250 | CAMBRIDGE 1 | 74256 | CAMBRIDGE 7 | 1 | Closed | Transformer | YES | -105.8 | 3.2 | 105.8 | 451.2 | 23.5 | 0.05 | 3.13
28503 | ESCONDIDO 3 2 | 28466 | SAN MARCOS 3 1 | 1 | Closed | Line | NO | 53.5 | -2.7 | 53.6 | 228.5 | 23.4 | 0.09 | -0.1
50395 | CASTLE DALE 2 1 | 50446 | HUNTINGTON 2 1 | 1 | Closed | Line | NO | 665.1 | -333.6 | 744.1 | 3173.4 | 23.4 | 0.98 | -23.37
40660 | PEARCE 2 | 40767 | COCHISE 3 | 1 | Closed | Line | NO | -35.2 | 7 | 35.9 | 155.3 | 23.4 | 0.3 | -0.98
21415 | LOS GATOS 2 1 | 21497 | SAN JOSE 20 2 | 1 | Closed | Line | NO | -19.2 | 42.5 | 46.7 | 208.9 | 23.4 | 0.05 | -2.47
10999 | LAKEBAY 3 3 | 10843 | LAKEBAY 2 2 | 1 | Closed | Line | NO | -52.2 | -8.4 | 52.8 | 225.4 | 23.4 | 0.05 | -0.47
10974 | KENNEWICK 6 1 | 10978 | KENNEWICK 6 5 | 1 | Closed | Transformer | YES | -95.9 | -11.4 | 96.6 | 412.8 | 23.4 | 0.03 | 1.51
25617 | PASADENA 2 1 | 25593 | SOUTH PASADENA 1 | 1 | Closed | Line | NO | 51.1 | -11.8 | 52.5 | 223.8 | 23.4 | 0.04 | -0.42
13035 | MERLIN 1 | 13549 | DEXTER 2 2 | 1 | Closed | Line | NO | -51.5 | 5.6 | 51.8 | 226.3 | 23.4 | 0.41 | -5.19
10747 | BRIDGEPORT 1 | 10750 | BRIDGEPORT 4 | 1 | Closed | Transformer | YES | -409.2 | 31.3 | 410.4 | 1752 | 23.4 | 0.13 | 11.22
60709 | NEW RAYMER 1 | 60712 | NEW RAYMER 4 | 1 | Closed | Transformer | YES | -250.7 | -47.2 | 255.1 | 1094.6 | 23.4 | 0.1 | 6.24
30324 | HENDERSON 15 3 | 30218 | LAS VEGAS 58 1 | 1 | Closed | Line | NO | 233.5 | 151.9 | 278.6 | 1210.9 | 23.4 | 0.32 | -9.52
28706 | HEBER 1 1 | 28750 | CALEXICO 3 2 | 1 | Closed | Line | NO | -53.2 | 10.3 | 54.2 | 233.1 | 23.4 | 0.14 | -1.34
40138 | GLENDALE 10 1 | 40279 | PHOENIX 62 1 | 1 | Closed | Line | NO | 29.5 | -18.7 | 35 | 149.3 | 23.4 | 0.04 | -1.6
20297 | MAXWELL 2 | 20497 | REDDING 12 1 | 1 | Closed | Line | NO | -283.7 | 20.8 | 284.5 | 1283.7 | 23.4 | 3.41 | -67.89
60055 | DURANGO 2 1 | 60058 | DURANGO 3 3 | 1 | Closed | Line | NO | -8.3 | -30.4 | 31.5 | 134.6 | 23.4 | 0.05 | -0.72
20170 | SACRAMENTO 23 1 | 20176 | NORTH HIGHLANDS 1 1 | 1 | Closed | Line | NO | -25.6 | -40.3 | 47.8 | 204.1 | 23.4 | 0.04 | -0.34
20388 | REDDING 8 2 | 20387 | REDDING 8 1 | 1 | Closed | Transformer | YES | -297.2 | -158 | 336.5 | 1453 | 23.4 | 0.09 | 6.89
25557 | LONG BEACH 6 1 | 26095 | LONG BEACH 27 2 | 1 | Closed | Line | NO | -232.8 | -176.5 | 292.1 | 1250.2 | 23.4 | 0.33 | -5.32
20119 | SACRAMENTO 3 2 | 20124 | SACRAMENTO 7 1 | 1 | Closed | Line | NO | -15.9 | 40.7 | 43.7 | 187.8 | 23.4 | 0.04 | -0.2
13284 | PORTLAND 20 1 | 13275 | WEST LINN 2 1 | 1 | Closed | Line | NO | -50.1 | 17.5 | 53.1 | 228.3 | 23.4 | 0.01 | -0.71
60604 | LA JUNTA 1 | 60608 | LAS ANIMAS 1 | 1 | Closed | Line | NO | -38.2 | 4.2 | 38.5 | 166.3 | 23.4 | 0.26 | -1.03
28704 | CALEXICO 1 1 | 28966 | HEBER 3 2 | 1 | Closed | Line | NO | -50.2 | 16.7 | 52.9 | 228 | 23.3 | 0.04 | -0.87
21709 | ALAMEDA 4 5 | 21711 | ALAMEDA 4 7 | 1 | Closed | TransformerWinding | YES | 27.3 | 14 | 30.6 | 131.3 | 23.3 | 0.03 | 0.82
21710 | ALAMEDA 4 6 | 21711 | ALAMEDA 4 7 | 1 | Closed | TransformerWinding | YES | 27.3 | 13.9 | 30.6 | 131.3 | 23.3 | 0.03 | 0.82
77144 | STEVENSVILLE 1 | 77155 | HAMILTON 1 | 1 | Closed | Line | NO | 40.5 | 25.3 | 47.7 | 218.5 | 23.3 | 0.2 | -5.95
26192 | WILMINGTON 5 7 | 25491 | WILMINGTON 1 1 | 1 | Closed | Line | NO | 52.1 | -10 | 53 | 227.3 | 23.3 | 0.01 | -0.03
25443 | LOS ANGELES 36 1 | 25416 | BURBANK 6 1 | 1 | Closed | Line | NO | -18.6 | -43.3 | 47.1 | 202.1 | 23.3 | 0.02 | -0.41
25797 | POMONA 1 3 | 28173 | CHINO 2 1 | 1 | Closed | Line | NO | 51.1 | 7.5 | 51.7 | 221.6 | 23.3 | 0.07 | -0.22
40139 | PEORIA 1 1 | 40146 | PEORIA 7 1 | 1 | Closed | Line | NO | -36.2 | 0.8 | 36.2 | 155.4 | 23.3 | 0.06 | 0.01
10058 | LACEY 1 2 | 10099 | DUPONT 2 | 1 | Closed | Line | NO | 53.1 | -7.5 | 53.6 | 230 | 23.3 | 0.09 | -3.26
10095 | STEILACOOM 2 | 10070 | LAKEBAY 1 1 | 1 | Closed | Line | NO | 53.1 | -6.1 | 53.4 | 229.1 | 23.3 | 0.09 | -0.39
60166 | LYONS 2 3 | 60167 | LYONS 2 4 | 1 | Closed | TransformerWinding | YES | -11.6 | -7 | 13.5 | 58.9 | 23.3 | 0.02 | 0.34
30226 | LAS VEGAS 61 1 | 30189 | NORTH LAS VEGAS 6 1 | 1 | Closed | Line | NO | -5.6 | -46.4 | 46.7 | 200.4 | 23.3 | 0.01 | -0.26
23024 | TRACY 7 1 | 23019 | TRACY 5 1 | 1 | Closed | Line | NO | 54 | 11.5 | 55.2 | 236.7 | 23.3 | 0.08 | -0.07
30209 | HENDERSON 2 2 | 30215 | HENDERSON 6 1 | 1 | Closed | Line | NO | 5.6 | 54.1 | 54.3 | 234.8 | 23.3 | 0.04 | -0.42
28871 | CORONA 11 2 | 28873 | CORONA 11 4 | 1 | Closed | TransformerWinding | YES | 24.4 | 12.5 | 27.4 | 117.5 | 23.3 | 0.03 | 0.74
21193 | PINOLE 1 | 21654 | RODEO 1 1 | 1 | Closed | Line | NO | -53.6 | -10 | 54.6 | 234.1 | 23.3 | 0.07 | -0.58
28872 | CORONA 11 3 | 28873 | CORONA 11 4 | 1 | Closed | TransformerWinding | YES | 24.4 | 12.5 | 27.4 | 117.5 | 23.3 | 0.03 | 0.74
30254 | LAUGHLIN 2 | 30253 | LAUGHLIN 1 | 1 | Closed | Transformer | YES | 0.2 | -23 | 23 | 102.8 | 23.3 | 0.03 | 0.98
11027 | FERNDALE 2 1 | 11033 | FERNDALE 2 7 | 1 | Closed | Transformer | YES | -94.7 | 13.4 | 95.7 | 410.5 | 23.3 | 0.04 | 2.81
21170 | SAN PABLO 2 3 | 21654 | RODEO 1 1 | 1 | Closed | Line | NO | 53.7 | 9.5 | 54.6 | 234.3 | 23.3 | 0.04 | 0.01
21222 | NAPA 3 2 | 21286 | FAIRFIELD 2 1 | 1 | Closed | Line | NO | 48.5 | -21.7 | 53.2 | 228.3 | 23.3 | 0.08 | -4.67
20375 | MEADOW VALLEY 1 2 | 20294 | BELDEN 1 | 1 | Closed | Line | NO | -51.7 | -14.6 | 53.7 | 230.6 | 23.3 | 0.14 | -0.6
13090 | ROGUE RIVER 1 | 13059 | GRANTS PASS 3 2 | 1 | Closed | Line | NO | -14.6 | -40.8 | 43.3 | 185.9 | 23.3 | 0.05 | -0.85
60470 | PLATTEVILLE 1 1 | 60389 | JOHNSTOWN 1 | 1 | Closed | Line | NO | 37.8 | 1 | 37.8 | 162.5 | 23.3 | 0.14 | -0.42
74014 | LEWISTON 3 1 | 74214 | LEWISTON 4 2 | 1 | Closed | Line | NO | -56.1 | -3.4 | 56.2 | 241.7 | 23.3 | 0.12 | -5.93
77283 | HARDIN 3 2 | 77008 | HARDIN 1 1 | 1 | Closed | Line | NO | 58 | -12.8 | 59.4 | 255.3 | 23.3 | 0.2 | -0.18
25768 | AZUSA 2 2 | 25794 | SAN DIMAS 2 1 | 1 | Closed | Line | NO | 52.9 | -12.5 | 54.3 | 233.5 | 23.3 | 0.06 | -3.3
41003 | ARLINGTON 12 6 | 40967 | ARLINGTON 10 1 | 1 | Closed | Line | NO | -159.7 | 404.3 | 434.7 | 1882 | 23.3 | 0.06 | -3.42
60343 | DENVER 24 1 | 60350 | DENVER 27 3 | 1 | Closed | Line | NO | -25 | 25.3 | 35.5 | 155.5 | 23.3 | 0.03 | -0.85
10016 | RAYMOND 1 | 10008 | OCEAN PARK 1 | 1 | Closed | Line | NO | 53.1 | -5.9 | 53.5 | 229.9 | 23.3 | 0.35 | -0.9
25866 | MOJAVE 2 3 | 25865 | MOJAVE 2 2 | 1 | Closed | Transformer | YES | 70 | -54.5 | 88.7 | 384.6 | 23.3 | 0.02 | 1.16
74040 | COEUR D ALENE 3 5 | 74033 | HAYDEN 3 1 | 1 | Closed | Line | NO | 55.9 | 6.9 | 56.3 | 242.7 | 23.2 | 0.17 | -1.87
50020 | CEDAR CITY 2 2 | 50000 | ENTERPRISE 2 1 | 1 | Closed | Line | NO | 65.1 | -10.2 | 65.9 | 283.8 | 23.2 | 0.8 | -4.41
30416 | LAS VEGAS 74 18 | 30324 | HENDERSON 15 3 | 1 | Closed | Line | NO | 256.4 | 132.6 | 288.6 | 1251.2 | 23.2 | 0.17 | -4.9
11027 | FERNDALE 2 1 | 11032 | FERNDALE 2 6 | 1 | Closed | Transformer | YES | -94.7 | 13.4 | 95.7 | 411.8 | 23.2 | 0.04 | 2.79
28000 | LOS ALAMITOS 1 | 25604 | LONG BEACH 15 2 | 1 | Closed | Line | NO | -45.7 | -32.1 | 55.8 | 240.4 | 23.2 | 0.01 | -0.56
74050 | MIDDLETON 1 | 74327 | NEW PLYMOUTH 2 | 1 | Closed | Line | NO | -55.5 | 0.4 | 55.5 | 241 | 23.2 | 0.46 | -0.66
74320 | GRACE 2 4 | 74168 | POCATELLO 4 2 | 1 | Closed | Line | NO | 7 | 31.5 | 32.3 | 231.9 | 23.2 | 0.09 | -21.88
13666 | CASCADE LOCKS 1 | 13631 | THE DALLES 3 12 | 1 | Closed | Line | NO | -949.5 | -164.6 | 963.7 | 4150 | 23.2 | 1.42 | -210.85
25184 | SIMI VALLEY 4 1 | 25902 | LEBEC 1 2 | 1 | Closed | Line | NO | -292.5 | -40.1 | 295.2 | 1271.3 | 23.2 | 1.2 | -64.32
53204 | RESERVE 1 | 40672 | SPRINGERVILLE 1 1 | 1 | Closed | Line | NO | -37.3 | 4.6 | 37.6 | 165.1 | 23.2 | 0.52 | -1.73
50002 | SANTA CLARA 9 1 | 50013 | WASHINGTON 3 | 1 | Closed | Line | NO | -67.9 | 2.3 | 67.9 | 294.1 | 23.2 | 0.2 | -2.89
23342 | RIPON 2 3 | 23343 | RIPON 2 4 | 1 | Closed | TransformerWinding | YES | -27.8 | -13.7 | 31 | 136.2 | 23.2 | 0.03 | 1.23
23449 | FIREBAUGH 3 1 | 23286 | SAN JOAQUIN 1 3 | 1 | Closed | Line | NO | 52.5 | 13.4 | 54.2 | 233.8 | 23.2 | 0 | -0.09
40414 | GILBERT 11 1 | 40391 | MESA 11 1 | 1 | Closed | Line | NO | -36.4 | 8.8 | 37.4 | 161.3 | 23.2 | 0.02 | -0.09
28427 | LAKE ARROWHEAD 1 | 28441 | REDLANDS 1 1 | 1 | Closed | Line | NO | 53.3 | 2.2 | 53.4 | 230.1 | 23.2 | 0.15 | -2.37
20207 | CITRUS HEIGHTS 2 1 | 20239 | RANCHO CORDOVA 3 1 | 1 | Closed | Line | NO | -48 | -3.2 | 48.2 | 207.5 | 23.2 | 0.04 | -3.57
60802 | MOSCA 2 | 60801 | MOSCA 1 | 1 | Closed | Transformer | YES | -158.2 | 62.7 | 170.1 | 733.3 | 23.2 | 0.09 | 5.49
25514 | PALMDALE 1 1 | 25515 | PALMDALE 2 1 | 1 | Closed | Line | NO | -52.3 | -7.6 | 52.9 | 228.4 | 23.2 | 0.11 | -0.12
11027 | FERNDALE 2 1 | 11031 | FERNDALE 2 5 | 1 | Closed | Transformer | YES | -94.7 | 12.6 | 95.6 | 412.2 | 23.2 | 0.04 | 2.08
60016 | GRAND JUNCTION 2 1 | 60868 | CRAIG 2 2 | 1 | Closed | Line | NO | -136.5 | -11.2 | 136.9 | 609.4 | 23.2 | 2.23 | -38.14
20184 | ANTELOPE 1 1 | 20195 | CARMICHAEL 2 1 | 1 | Closed | Line | NO | 34.7 | 33.4 | 48.2 | 208.7 | 23.2 | 0.08 | -0.42
25456 | GLENDALE 1 1 | 25593 | SOUTH PASADENA 1 | 1 | Closed | Line | NO | -47.4 | 16 | 50 | 222.6 | 23.2 | 0.04 | -4.37
10672 | NEWPORT 1 1 | 77184 | TROY 2 1 | 1 | Closed | Line | NO | -50.3 | -8.1 | 51 | 229.5 | 23.2 | 0.54 | -23.47
60650 | LIMON 2 3 | 60649 | LIMON 2 2 | 1 | Closed | Transformer | YES | -37.5 | 4.6 | 37.8 | 163.3 | 23.2 | 0.02 | 0.9
60714 | AURORA 19 2 | 60831 | KEENESBURG 2 2 | 1 | Closed | Line | NO | -131.6 | 9.9 | 131.9 | 580 | 23.2 | 0.39 | -15.04
10208 | TACOMA 10 1 | 10839 | TACOMA 21 2 | 1 | Closed | Line | NO | -36.1 | 34.7 | 50.1 | 220.1 | 23.1 | 0.07 | -1.17
30029 | RENO 11 1 | 30030 | RENO 12 1 | 1 | Closed | Line | NO | 5.5 | -55.8 | 56.1 | 242.4 | 23.1 | 0.04 | -0.61
40190 | PHOENIX 18 1 | 40277 | PHOENIX 61 1 | 1 | Closed | Line | NO | 33.5 | 13.3 | 36 | 156 | 23.1 | 0.03 | -0.25
21061 | SAN RAFAEL 1 1 | 21067 | NOVATO 3 1 | 1 | Closed | Line | NO | 49.4 | -21.3 | 53.8 | 232.9 | 23.1 | 0.1 | -0.23
28273 | RIVERSIDE 3 1 | 28943 | COLTON 4 7 | 1 | Closed | Line | NO | -53.5 | -10 | 54.4 | 235.5 | 23.1 | 0.15 | -1.85
80036 | EL PASO 22 1 | 80018 | EL PASO 11 1 | 1 | Closed | Line | NO | -27.4 | 23.7 | 36.2 | 157.1 | 23.1 | 0.01 | -0.07
23161 | RIVERDALE 1 | 23216 | HANFORD 2 1 | 1 | Closed | Line | NO | 55.9 | -4.2 | 56 | 242.5 | 23.1 | 0.18 | -6.01
13517 | WASCO 2 2 | 13516 | WASCO 2 1 | 1 | Closed | Transformer | YES | -90.2 | 22.7 | 93 | 402.6 | 23.1 | 0.05 | 2.44
25785 | GLENDORA 2 1 | 25814 | CLAREMONT 1 1 | 1 | Closed | Line | NO | 26.8 | -35 | 44.1 | 190.9 | 23.1 | 0.02 | -0.69
25587 | BELL GARDENS 3 1 | 25626 | DOWNEY 3 2 | 1 | Closed | Line | NO | 40.1 | 28.6 | 49.3 | 214.8 | 23.1 | 0.05 | -0.62
13057 | MONMOUTH 2 | 13068 | CORVALLIS 2 1 | 1 | Closed | Line | NO | 39.3 | -28.8 | 48.7 | 210.9 | 23.1 | 0.07 | -0.35
53116 | BELEN 1 2 | 53258 | BELEN 2 2 | 1 | Closed | Line | NO | -37.2 | -11.7 | 39 | 169.5 | 23.1 | 0.25 | -0.32
20462 | REDDING 9 1 | 20477 | REDDING 10 2 | 1 | Closed | Line | NO | -52.1 | 6 | 52.4 | 227.3 | 23.1 | 0.03 | -0.18
60022 | GRAND JUNCTION 6 1 | 60028 | CLIFTON 2 2 | 1 | Closed | Line | NO | -37.4 | -1.2 | 37.4 | 163 | 23.1 | 0.17 | -0.06
13655 | TRAIL 1 | 13611 | PROSPECT 1 | 1 | Closed | Line | NO | -52.2 | 0.2 | 52.2 | 227.6 | 23.1 | 0.32 | 0.26
28217 | ONTARIO 5 1 | 28831 | COLTON 3 1 | 1 | Closed | Line | NO | -279.4 | -23.1 | 280.4 | 1215.6 | 23.1 | 0.48 | -16.85
13146 | HILLSBORO 2 1 | 13140 | NEWBERG 1 2 | 1 | Closed | Line | NO | 27.4 | 39.2 | 47.8 | 207.7 | 23.1 | 0.04 | -0.12
25552 | LYNWOOD 2 1 | 25521 | COMPTON 2 1 | 1 | Closed | Line | NO | -35.7 | 31.6 | 47.7 | 207.5 | 23.1 | 0.02 | -0.25
28235 | MIRA LOMA 1 1 | 29014 | CORONA 12 3 | 1 | Closed | Line | NO | -53.2 | -6.9 | 53.7 | 232.9 | 23.1 | 0.05 | -0.29
21705 | ALAMEDA 4 1 | 21711 | ALAMEDA 4 7 | 1 | Closed | TransformerWinding | YES | -54.5 | -26.2 | 60.5 | 262.6 | 23 | 0 | 0.05
30433 | NORTH LAS VEGAS 11 5 | 30424 | LAS VEGAS 75 8 | 1 | Closed | Line | NO | -277.9 | -23.6 | 278.9 | 1210.2 | 23 | 0.5 | -10.13
25661 | PICO RIVERA 2 1 | 25663 | PASADENA 5 1 | 1 | Closed | Line | NO | -51 | -1.7 | 51 | 221.4 | 23 | 0.04 | -0.82
20324 | STRAWBERRY VALLEY 1 1 | 20291 | BURNEY 1 1 | 1 | Closed | Line | NO | -277.7 | 9.7 | 277.8 | 1283.4 | 23 | 2.1 | -86.26
28442 | REDLANDS 2 1 | 28349 | SAN BERNARDINO 5 1 | 1 | Closed | Line | NO | 53.3 | 1.3 | 53.3 | 231.2 | 23 | 0.04 | -0.29
21189 | ALBANY 4 1 | 21717 | MARTINEZ 4 1 | 1 | Closed | Line | NO | -51.7 | -10.9 | 52.8 | 229.2 | 23 | 0.16 | -1.17
10960 | CENTERVILLE 1 4 | 13516 | WASCO 2 1 | 1 | Closed | Line | NO | -276.8 | 52.3 | 281.7 | 1235.1 | 23 | 0.35 | -12.37
30428 | SPARKS 10 1 | 30282 | SPARKS 8 2 | 1 | Closed | Line | NO | 46.4 | -29 | 54.7 | 237.4 | 23 | 0.01 | -0.17
60060 | MONTROSE 2 2 | 60765 | MONTROSE 3 1 | 1 | Closed | Line | NO | -37.2 | 3 | 37.3 | 163.4 | 23 | 0.15 | -1.51
25500 | LOS ANGELES 57 1 | 25383 | HAWTHORNE 2 1 | 1 | Closed | Line | NO | 49.4 | 15.6 | 51.8 | 225.2 | 23 | 0.02 | -0.09
50389 | MILFORD 2 1 | 50390 | MILFORD 2 2 | 1 | Closed | Transformer | YES | -33.5 | 0.5 | 33.5 | 145.6 | 23 | 0.02 | 0.47
28548 | SAN DIEGO 41 1 | 28909 | CORONADO 2 3 | 1 | Closed | Line | NO | 270.2 | 79.7 | 281.7 | 1227.9 | 23 | 0.22 | -3.91
28870 | CORONA 11 1 | 28873 | CORONA 11 4 | 1 | Closed | TransformerWinding | YES | -48.7 | -23.3 | 54 | 235.1 | 23 | 0.01 | 0.2
25724 | LA PUENTE 1 1 | 25705 | ARCADIA 3 1 | 1 | Closed | Line | NO | -34.4 | 34.4 | 48.6 | 212 | 23 | 0.03 | -0.17
10758 | CONCRETE 1 1 | 10917 | ROCKPORT 3 2 | 1 | Closed | Line | NO | -279.8 | 11.6 | 280 | 1235.8 | 23 | 1.24 | -30.39
40967 | ARLINGTON 10 1 | 40974 | ARLINGTON 10 8 | 1 | Closed | Transformer | YES | -189.2 | 26.6 | 191.1 | 831.1 | 23 | 0.08 | 5.49
70007 | KEMMERER 1 1 | 70190 | KEMMERER 3 4 | 1 | Closed | Line | NO | -48.5 | 18.2 | 51.8 | 228.2 | 23 | 0.58 | -0.21
53237 | TYRONE 2 | 53289 | LORDSBURG 2 2 | 1 | Closed | Line | NO | -36.1 | 7.4 | 36.9 | 164.1 | 23 | 0.48 | -1.75
77192 | LIBBY 2 8 | 74234 | CLARK FORK 1 | 1 | Closed | Line | NO | 285.1 | -3.2 | 285.1 | 1240.6 | 23 | 1.61 | -20.03
25109 | BAKERSFIELD 4 2 | 25108 | BAKERSFIELD 4 1 | 1 | Closed | Transformer | YES | -86.1 | -26.4 | 90.1 | 393.9 | 23 | 0.02 | 1.13
40088 | PRESCOTT 3 1 | 40091 | PRESCOTT 3 4 | 1 | Closed | TransformerWinding | YES | 211.3 | 42.7 | 215.5 | 938.8 | 23 | 0.14 | 9.77
40171 | PHOENIX 10 1 | 40184 | PHOENIX 15 1 | 1 | Closed | Line | NO | 17.1 | 27.7 | 32.6 | 141.9 | 23 | 0.01 | -0.03
50254 | AMERICAN FORK 1 1 | 50257 | AMERICAN FORK 2 3 | 1 | Closed | Line | NO | -55.7 | -29.5 | 63 | 274.7 | 23 | 0.06 | -4.05
40260 | COTTONWOOD 2 1 | 40428 | FLAGSTAFF 3 1 | 1 | Closed | Line | NO | -676.7 | -47 | 678.3 | 2961.1 | 23 | 2.81 | -58.96
70118 | WRIGHT 2 2 | 70120 | WRIGHT 2 4 | 1 | Closed | TransformerWinding | YES | -89.4 | 10 | 90 | 393.1 | 22.9 | -0.05 | -2.19
25658 | SAN GABRIEL 1 1 | 25985 | PASADENA 8 2 | 1 | Closed | Line | NO | -50.5 | 7.3 | 51 | 223.2 | 22.9 | 0.09 | -0.96
40866 | CASA GRANDE 5 1 | 40868 | CASA GRANDE 5 3 | 1 | Closed | Transformer | YES | -214.5 | 26.5 | 216.1 | 942 | 22.9 | 0.04 | 2.59
50400 | MONA 2 1 | 50404 | MONA 2 5 | 1 | Closed | Transformer | YES | -215.4 | -14.9 | 215.9 | 943.1 | 22.9 | 0.06 | 4.41
50400 | MONA 2 1 | 50403 | MONA 2 4 | 1 | Closed | Transformer | YES | -215.4 | -14.2 | 215.8 | 943.2 | 22.9 | 0.08 | 5.14
21392 | WALNUT CREEK 4 1 | 21394 | DANVILLE 1 1 | 1 | Closed | Line | NO | 51.8 | -1.2 | 51.8 | 226.1 | 22.9 | 0.06 | -0.26
50324 | ROOSEVELT 3 1 | 50381 | VERNAL 3 2 | 1 | Closed | Line | NO | -62.7 | -0.2 | 62.7 | 279.6 | 22.9 | 0.66 | -9.96
13448 | ONTARIO 1 2 | 13688 | VALE 2 2 | 1 | Closed | Line | NO | -53.5 | -0.9 | 53.5 | 234.8 | 22.9 | 0.31 | -1.93
50439 | MAGNA 3 2 | 50086 | SALT LAKE CITY 1 2 | 1 | Closed | Line | NO | 66.1 | 3.1 | 66.2 | 288.9 | 22.9 | 0.11 | -1.92
28074 | SANTA ANA 3 1 | 28059 | COSTA MESA 1 1 | 1 | Closed | Line | NO | 257.3 | 104.5 | 277.7 | 1220.5 | 22.9 | 0.24 | -5.22
25918 | BAKERSFIELD 25 1 | 25162 | ARVIN 2 | 1 | Closed | Line | NO | 51.3 | 6.9 | 51.8 | 226.1 | 22.9 | 0.21 | -0.17
50414 | HELPER 2 1 | 50428 | PAYSON 3 5 | 1 | Closed | Line | NO | 667.3 | -7.6 | 667.3 | 2929.4 | 22.9 | 3.37 | -102.72
23107 | TURLOCK 2 2 | 23444 | TURLOCK 5 3 | 1 | Closed | Line | NO | -54.7 | -11.3 | 55.8 | 244.1 | 22.9 | 0.1 | -0.24
50400 | MONA 2 1 | 50402 | MONA 2 3 | 1 | Closed | Transformer | YES | -215.4 | -12.8 | 215.7 | 944.9 | 22.9 | 0.09 | 6.54
25527 | LOS ANGELES 65 3 | 25547 | LOS ANGELES 69 1 | 1 | Closed | Line | NO | 48.7 | -15.5 | 51.1 | 223.2 | 22.9 | 0.01 | -0.57
20543 | DOBBINS 2 | 20542 | DOBBINS 1 | 1 | Closed | Transformer | YES | -90 | -19 | 92 | 404.1 | 22.9 | 0.03 | 1.75
20173 | SACRAMENTO 26 1 | 20190 | SACRAMENTO 33 1 | 1 | Closed | Line | NO | -46.1 | -21.1 | 50.7 | 221.5 | 22.9 | 0.08 | -2.53
28036 | ANAHEIM 4 2 | 28115 | TUSTIN 1 1 | 1 | Closed | Line | NO | 47.6 | 20.4 | 51.8 | 226.5 | 22.9 | 0.03 | 0.01
50341 | VERNAL 1 2 | 50330 | LAPOINT 2 | 1 | Closed | Line | NO | 63.1 | -11.3 | 64.1 | 280.3 | 22.9 | 0.12 | -5.47
30133 | LAS VEGAS 21 1 | 30116 | LAS VEGAS 12 1 | 1 | Closed | Line | NO | 56.7 | 15.6 | 58.9 | 258.2 | 22.9 | 0.03 | -0.68
40107 | SURPRISE 4 1 | 41003 | ARLINGTON 12 6 | 1 | Closed | Line | NO | -632.7 | -231.4 | 673.7 | 2947.7 | 22.9 | 2.4 | -81.22
23353 | BIG CREEK 2 1 | 23311 | AUBERRY 2 1 | 1 | Closed | Line | NO | 49.9 | 10.8 | 51.1 | 225.3 | 22.8 | 0.07 | -2.04
10165 | TACOMA 4 1 | 10250 | FEDERAL WAY 1 1 | 1 | Closed | Line | NO | -48 | 6.1 | 48.4 | 212.6 | 22.8 | 0.13 | -0.57
50396 | CASTLE DALE 2 2 | 50395 | CASTLE DALE 2 1 | 1 | Closed | Transformer | YES | -168.3 | 59.1 | 178.3 | 780.5 | 22.8 | 0.05 | 3.73
53114 | VEGUITA 1 | 53054 | MOUNTAINAIR 1 | 1 | Closed | Line | NO | 35.8 | -10.6 | 37.4 | 163.7 | 22.8 | 0.48 | -0.52
28216 | ONTARIO 4 1 | 28192 | UPLAND 3 1 | 1 | Closed | Line | NO | -46.8 | -19.6 | 50.7 | 222.2 | 22.8 | 0.04 | -0.77
28524 | ESCONDIDO 4 1 | 28808 | PALA 2 | 1 | Closed | Line | NO | -52.1 | -7.2 | 52.6 | 231.3 | 22.8 | 0.24 | -0.7
50069 | SYRACUSE 2 | 50068 | SYRACUSE 1 | 1 | Closed | Transformer | YES | -156.2 | -68.9 | 170.8 | 757.9 | 22.8 | 0.07 | 5.09
23514 | JEAN 2 10 | 28758 | NIPTON 1 1 | 1 | Closed | Line | NO | 916.1 | 135.1 | 926 | 4085.1 | 22.8 | 0.29 | -39.04
20210 | ROSEVILLE 4 1 | 20252 | AUBURN 8 1 | 1 | Closed | Line | NO | -50.1 | -1.4 | 50.1 | 221.2 | 22.8 | 0.21 | -5.44
28737 | DESERT CENTER 1 | 40759 | MOHAVE VALLEY 2 9 | 1 | Closed | Line | NO | -885.9 | -117.9 | 893.7 | 4073.7 | 22.8 | 2.39 | -391.47
40532 | TUCSON 26 3 | 40774 | MARANA 3 1 | 1 | Closed | Line | NO | -34.6 | -9.4 | 35.8 | 157 | 22.8 | 0.09 | -2.31
20023 | UKIAH 1 2 | 20025 | UKIAH 2 1 | 1 | Closed | Line | NO | 46.9 | 16.4 | 49.7 | 217.9 | 22.8 | 0.03 | -0.2
74318 | GRACE 2 2 | 74317 | GRACE 2 1 | 1 | Closed | Transformer | YES | -62.7 | -0.4 | 62.7 | 275.1 | 22.8 | 0.03 | 1.36
40809 | GLENDALE 23 1 | 40841 | PHOENIX 74 2 | 1 | Closed | Line | NO | -620.3 | -236.4 | 663.8 | 2911 | 22.8 | 1.93 | -71.25
23452 | TRACY 8 3 | 23451 | TRACY 8 2 | 1 | Closed | Transformer | YES | -92.2 | -2.6 | 92.3 | 405.2 | 22.8 | 0.04 | 2.26
20216 | ROCKLIN 2 2 | 20241 | LOOMIS 1 | 1 | Closed | Line | NO | -50.2 | -1.3 | 50.2 | 220.3 | 22.8 | 0.07 | -0.67
11013 | GRAND COULEE 3 | 11012 | GRAND COULEE 2 | 1 | Closed | Transformer | YES | -90.2 | 1.1 | 90.2 | 395.6 | 22.8 | 0.04 | 2.18
60548 | COLORADO SPRINGS 31 1 | 60526 | COLORADO SPRINGS 25 2 | 1 | Closed | Line | NO | -8.1 | -30.3 | 31.4 | 137.7 | 22.8 | 0.03 | -0.18
10354 | SEATTLE 43 1 | 10461 | KENT 7 1 | 1 | Closed | Line | NO | -37.7 | 32.7 | 49.9 | 219.8 | 22.8 | 0.03 | -0.28
20366 | MONTGOMERY CREEK 2 2 | 20371 | MONTGOMERY CREEK 2 7 | 1 | Closed | Transformer | YES | -4 | 0.4 | 4 | 17.6 | 22.8 | 0 | 0.06
60485 | AURORA 8 2 | 60587 | BENNETT 1 | 1 | Closed | Line | NO | -37.2 | -1 | 37.2 | 164 | 22.8 | 0.14 | -1.09
13260 | PORTLAND 12 1 | 13249 | PORTLAND 9 3 | 1 | Closed | Line | NO | -82.9 | -20.1 | 85.3 | 375.2 | 22.8 | 0.08 | 0.09
28270 | ADELANTO 1 3 | 28357 | VICTORVILLE 6 1 | 1 | Closed | Line | NO | 52 | -8 | 52.6 | 231.2 | 22.8 | 0.1 | -6.52
13033 | CAVE JUNCTION 3 | 13048 | GRANTS PASS 1 1 | 1 | Closed | Line | NO | -50.5 | -1.7 | 50.5 | 223.7 | 22.8 | 0.29 | -4.77
10178 | VANCOUVER 15 1 | 10131 | VANCOUVER 8 1 | 1 | Closed | Line | NO | 16 | -43.5 | 46.3 | 203.6 | 22.8 | 0.04 | -0.34
50287 | EPHRAIM 1 | 50301 | ORANGEVILLE 1 | 1 | Closed | Line | NO | -63.9 | 13.5 | 65.3 | 293.7 | 22.7 | 0.18 | -5.4
50239 | SALT LAKE CITY 27 1 | 50435 | EVANSTON 2 7 | 1 | Closed | Line | NO | -655.9 | -125.3 | 667.8 | 2935.7 | 22.7 | 3.72 | -122.67
25144 | LAMONT 1 | 25890 | BAKERSFIELD 22 1 | 1 | Closed | Line | NO | -51 | -2.4 | 51.1 | 225.3 | 22.7 | 0.19 | -4.54
13081 | GASTON 1 | 13028 | TILLAMOOK 2 | 1 | Closed | Line | NO | 41.1 | -29 | 50.3 | 221.3 | 22.7 | 0.12 | -17.03
25372 | LOS ANGELES 18 1 | 25418 | LOS ANGELES 28 1 | 1 | Closed | Line | NO | -38.5 | -30.3 | 49 | 215.6 | 22.7 | 0.01 | -0.24
28310 | OCEANSIDE 1 1 | 29026 | CARLSBAD 6 3 | 1 | Closed | Line | NO | -48 | 12 | 49.4 | 225.9 | 22.7 | 0.04 | -6.27
25909 | LEBEC 1 9 | 26048 | FELLOWS 1 1 | 1 | Closed | Line | NO | -929.4 | -194.4 | 949.5 | 4177.8 | 22.7 | 1.68 | -290.83
74008 | MOSCOW 1 1 | 74011 | MOSCOW 2 2 | 1 | Closed | Line | NO | -49.6 | -3.9 | 49.7 | 218.9 | 22.7 | 0.1 | -1.06
40967 | ARLINGTON 10 1 | 40973 | ARLINGTON 10 7 | 1 | Closed | Transformer | YES | -189.2 | 27.5 | 191.2 | 841.4 | 22.7 | 0.1 | 6.44
28575 | LA MESA 2 2 | 28629 | EL CAJON 4 1 | 1 | Closed | Line | NO | 47.3 | 20.4 | 51.5 | 226.8 | 22.7 | 0.04 | -0.05
40141 | PEORIA 2 2 | 40139 | PEORIA 1 1 | 1 | Closed | Line | NO | 0.3 | 28.3 | 28.3 | 126.6 | 22.7 | 0.03 | -0.44
50369 | SALT LAKE CITY 29 1 | 50133 | SALT LAKE CITY 8 3 | 1 | Closed | Line | NO | 63.4 | 2.6 | 63.5 | 279.5 | 22.7 | 0.02 | -0.26
21081 | SAN FRANCISCO 6 1 | 21107 | DALY CITY 4 1 | 1 | Closed | Line | NO | 223.8 | 113.4 | 250.9 | 1127 | 22.7 | 0.34 | -11.06
10971 | FORD 1 2 | 10970 | FORD 1 1 | 1 | Closed | Transformer | YES | -95.5 | 4.8 | 95.6 | 421.3 | 22.7 | 0.04 | 2.96
40421 | ARIZONA CITY 1 | 40459 | COOLIDGE 1 | 1 | Closed | Line | NO | -35 | -6.9 | 35.7 | 157.4 | 22.7 | 0.15 | -3.85
10248 | EDMONDS 1 1 | 10218 | CLINTON 1 1 | 1 | Closed | Line | NO | 13.1 | -42.1 | 44.1 | 194.4 | 22.7 | 0.05 | -0.19
10297 | SEATTLE 24 2 | 10417 | KENT 5 1 | 1 | Closed | Line | NO | -51 | 6.2 | 51.4 | 226.8 | 22.7 | 0.03 | -0.31
28632 | EL CAJON 5 2 | 28623 | LAKESIDE 2 1 | 1 | Closed | Line | NO | 30.5 | 37.1 | 48.1 | 212.4 | 22.7 | 0.04 | -0.14
28213 | SAN CLEMENTE 2 1 | 28363 | OCEANSIDE 6 1 | 1 | Closed | Line | NO | -38.3 | 24.1 | 45.3 | 207.7 | 22.7 | 0.07 | -3.07
25443 | LOS ANGELES 36 1 | 26238 | GLENDALE 8 2 | 1 | Closed | Line | NO | -47.1 | 16.4 | 49.9 | 220.6 | 22.7 | 0.03 | -0.07
40624 | SIERRA VISTA 3 2 | 40622 | SIERRA VISTA 2 1 | 1 | Closed | Line | NO | 30.2 | 22.8 | 37.8 | 168 | 22.7 | 0.11 | -0.57
40624 | SIERRA VISTA 3 2 | 40622 | SIERRA VISTA 2 1 | 2 | Closed | Line | NO | 30.2 | 22.8 | 37.8 | 168 | 22.7 | 0.11 | -0.57
13595 | OXBOW 2 2 | 13547 | OXBOW 1 5 | 1 | Closed | Line | NO | 291.4 | -24.2 | 292.4 | 1291.1 | 22.6 | 0.84 | -10.77
50298 | MOUNT PLEASANT 1 | 50277 | MORONI 1 | 1 | Closed | Line | NO | 62.5 | -2.1 | 62.5 | 276 | 22.6 | 0.17 | -2.38
20529 | RED BLUFF 3 2 | 20056 | CORNING 1 | 1 | Closed | Line | NO | 50.1 | 7.4 | 50.7 | 226.1 | 22.6 | 0.21 | -4.06
53125 | PERALTA 1 | 53307 | ALBUQUERQUE 31 3 | 1 | Closed | Line | NO | -35 | -7.7 | 35.8 | 158.2 | 22.6 | 0.24 | -2.96
25909 | LEBEC 1 9 | 25884 | LANCASTER 7 1 | 1 | Closed | Line | NO | 921.7 | -195.1 | 942.1 | 4162.7 | 22.6 | 0.92 | -103.15
50155 | NORTH SALT LAKE 1 | 50258 | MORGAN 1 | 1 | Closed | Line | NO | 61.7 | 5.5 | 62 | 275.8 | 22.6 | 0.13 | -4.45
28791 | ESCONDIDO 9 2 | 28793 | ESCONDIDO 9 4 | 1 | Closed | TransformerWinding | YES | 25.6 | 13.1 | 28.7 | 127 | 22.6 | 0.03 | 0.88
28792 | ESCONDIDO 9 3 | 28793 | ESCONDIDO 9 4 | 1 | Closed | TransformerWinding | YES | 25.6 | 13.1 | 28.7 | 127 | 22.6 | 0.03 | 0.88
60149 | BAILEY 1 | 60170 | PINE 2 1 | 1 | Closed | Line | NO | -28.3 | -21.5 | 35.5 | 157.1 | 22.6 | 0.06 | -0.33
50356 | OREM 6 1 | 50365 | OREM 6 10 | 1 | Closed | Transformer | YES | -229.8 | -35 | 232.4 | 1033.8 | 22.6 | 0.12 | 7.71
10377 | SEATTLE 45 1 | 10464 | RENTON 7 1 | 1 | Closed | Line | NO | -52.7 | 2.3 | 52.8 | 233.6 | 22.6 | 0.01 | -0.5
60156 | CANON CITY 1 1 | 60159 | CANON CITY 2 2 | 1 | Closed | Line | NO | -34.6 | -9.7 | 36 | 159.2 | 22.6 | 0.08 | -2.94
60467 | COLORADO SPRINGS 10 1 | 60493 | COLORADO SPRINGS 13 3 | 1 | Closed | Line | NO | -6.1 | -29.7 | 30.4 | 134.3 | 22.6 | 0.05 | -1.38
53007 | QUESTA 1 | 53014 | EL PRADO 1 | 1 | Closed | Line | NO | 39.3 | -3 | 39.4 | 174.4 | 22.6 | 0.32 | -2.48
21100 | SAN FRANCISCO 12 1 | 21081 | SAN FRANCISCO 6 1 | 1 | Closed | Line | NO | -275.4 | 1.7 | 275.5 | 1222.1 | 22.6 | 0.21 | -11.19
10459 | REDMOND 2 1 | 10728 | SULTAN 2 1 | 1 | Closed | Line | NO | -270.7 | -58.4 | 276.9 | 1226.5 | 22.6 | 0.65 | -15.49
23449 | FIREBAUGH 3 1 | 23499 | FIREBAUGH 4 1 | 1 | Closed | Line | NO | -52.5 | 11.2 | 53.6 | 237.6 | 22.6 | 0.01 | -0.01
20094 | YUBA CITY 2 3 | 20461 | YUBA CITY 9 3 | 1 | Closed | Line | NO | 45.8 | -21.5 | 50.6 | 224.3 | 22.6 | 0.03 | -0.68
23163 | FRESNO 2 1 | 23162 | FRESNO 1 1 | 1 | Closed | Line | NO | 53.9 | 1 | 53.9 | 238.8 | 22.6 | 0.06 | -0.21
13419 | JOHN DAY 1 | 13425 | PILOT ROCK 1 | 1 | Closed | Line | NO | -50.5 | 1.8 | 50.6 | 230.7 | 22.6 | 0.78 | -6.96
28549 | SAN DIEGO 41 2 | 28560 | SAN DIEGO 43 1 | 1 | Closed | Line | NO | 48.7 | -17 | 51.6 | 228.9 | 22.6 | 0.05 | 0.03
13322 | CLACKAMAS 3 | 13351 | GRESHAM 2 1 | 1 | Closed | Line | NO | -49.3 | -11.3 | 50.6 | 224.2 | 22.5 | 0.04 | -0.19
80076 | EL PASO 35 1 | 80079 | EL PASO 35 4 | 1 | Closed | TransformerWinding | YES | 82.9 | 26.8 | 87.1 | 386.5 | 22.5 | 0.19 | 7.74
60586 | KERSEY 1 | 60555 | GREELEY 4 3 | 1 | Closed | Line | NO | -37.1 | -0.1 | 37.1 | 164.8 | 22.5 | 0.09 | -0.36
25999 | LOS ANGELES 80 1 | 25427 | LOS ANGELES 31 3 | 1 | Closed | Line | NO | -191.6 | -185.8 | 266.9 | 1184.1 | 22.5 | 0.15 | -7.84
23362 | CORCORAN 2 4 | 23220 | CORCORAN 1 1 | 1 | Closed | Line | NO | 50.2 | 9.2 | 51 | 226.3 | 22.5 | 0.17 | -0.69
40387 | CHANDLER 11 1 | 40412 | GILBERT 9 1 | 1 | Closed | Line | NO | 34.6 | -3.3 | 34.7 | 154.2 | 22.5 | 0.09 | -1.29
30053 | RENO 17 1 | 30428 | SPARKS 10 1 | 1 | Closed | Line | NO | -56.8 | -8.4 | 57.4 | 254.8 | 22.5 | 0.15 | -2.38
25066 | WASCO 5 1 | 25069 | WASCO 6 2 | 1 | Closed | Line | NO | -48.6 | 9.7 | 49.6 | 221.1 | 22.5 | 0.16 | -0.09
20114 | WEST SACRAMENTO 3 1 | 20136 | RIO LINDA 1 | 1 | Closed | Line | NO | -49.6 | -5.6 | 49.9 | 221.6 | 22.5 | 0.09 | -3.73
30270 | RENO 20 3 | 30311 | RENO 22 2 | 1 | Closed | Line | NO | 56.7 | 1 | 56.7 | 251.8 | 22.5 | 0.01 | -0.07
25671 | ROSEMEAD 2 6 | 25726 | LA PUENTE 2 1 | 1 | Closed | Line | NO | -49.7 | 4.8 | 50 | 222.5 | 22.5 | 0.05 | -0.74
41006 | LAKE HAVASU CITY 4 1 | 41011 | LAKE HAVASU CITY 4 6 | 1 | Closed | Transformer | YES | -217.2 | -15.2 | 217.7 | 969.9 | 22.5 | 0.09 | 5.93
25902 | LEBEC 1 2 | 26083 | LEBEC 2 1 | 1 | Closed | Line | NO | 281.5 | -36.9 | 283.9 | 1261.9 | 22.5 | 0.67 | -13.22
23102 | RIVERBANK 2 | 23501 | LA GRANGE 2 | 1 | Closed | Line | NO | -47.8 | -9.9 | 48.9 | 217.2 | 22.5 | 0.36 | -7.63
21593 | ANTIOCH 5 1 | 21641 | PITTSBURG 5 1 | 1 | Closed | Line | NO | 712.1 | -571.3 | 913 | 4059.8 | 22.5 | 0.27 | -37.41
74000 | NYSSA 1 | 13445 | VALE 1 3 | 1 | Closed | Line | NO | -52.1 | 6.5 | 52.5 | 239.8 | 22.5 | 0.54 | -4.92
60020 | GRAND JUNCTION 4 1 | 60022 | GRAND JUNCTION 6 1 | 1 | Closed | Line | NO | -36.1 | 0.7 | 36.1 | 161.3 | 22.5 | 0.04 | -1.94
28531 | MENTONE 1 | 28640 | BANNING 2 1 | 1 | Closed | Line | NO | -51.6 | 1 | 51.6 | 231 | 22.5 | 0.18 | -2.93
28544 | CHULA VISTA 1 2 | 28516 | NATIONAL CITY 2 3 | 1 | Closed | Line | NO | 51.3 | 8.6 | 52 | 231.5 | 22.5 | 0.01 | -0.09
21519 | SAN JOSE 25 2 | 21517 | SAN JOSE 24 1 | 1 | Closed | Line | NO | -41 | -26.3 | 48.7 | 216.6 | 22.5 | 0.05 | -0.82
40125 | YOUNGTOWN 1 | 40110 | SURPRISE 6 1 | 1 | Closed | Line | NO | -31.3 | -15 | 34.7 | 154.3 | 22.5 | 0.04 | -0.49
20518 | LINCOLN 3 5 | 20203 | LINCOLN 1 1 | 1 | Closed | Line | NO | -1 | 38.3 | 38.3 | 171.5 | 22.5 | 0.04 | -0.2
28022 | ANAHEIM 1 1 | 25684 | SEAL BEACH 1 | 1 | Closed | Line | NO | 51.2 | 2.3 | 51.2 | 228 | 22.5 | 0.02 | -0.02
21275 | LOS ALTOS 1 1 | 21638 | STANFORD 2 7 | 1 | Closed | Line | NO | 253 | 37.4 | 255.7 | 1141.5 | 22.5 | 0.3 | -6.63
41006 | LAKE HAVASU CITY 4 1 | 41010 | LAKE HAVASU CITY 4 5 | 1 | Closed | Transformer | YES | -217.2 | -14.7 | 217.7 | 971.8 | 22.5 | 0.09 | 6.42
77115 | BUTTE 2 1 | 77264 | BUTTE 3 2 | 1 | Closed | Line | NO | -56 | 9.3 | 56.8 | 253.8 | 22.5 | 0.11 | -0.51
23022 | STOCKTON 3 1 | 23023 | STOCKTON 4 1 | 1 | Closed | Line | NO | 53 | -5.5 | 53.3 | 237.4 | 22.5 | 0.12 | -2.44
23145 | SONORA 1 1 | 23273 | PINECREST 2 | 1 | Closed | Line | NO | -51 | -15 | 53.2 | 236.9 | 22.5 | 0.28 | -3.04
10583 | WEST RICHLAND 1 | 10810 | RICHLAND 4 3 | 1 | Closed | Line | NO | -46.7 | -20.4 | 51 | 227.1 | 22.4 | 0.1 | -4.41
21010 | WINDSOR 1 3 | 21013 | SANTA ROSA 1 1 | 1 | Closed | Line | NO | -51.1 | -2.1 | 51.1 | 228.2 | 22.4 | 0.11 | 0.07
60458 | AURORA 7 1 | 60404 | DENVER 44 2 | 1 | Closed | Line | NO | 26 | -23.8 | 35.2 | 157 | 22.4 | 0.03 | -0.07
30118 | LAS VEGAS 13 2 | 30117 | LAS VEGAS 13 1 | 1 | Closed | Transformer | YES | 24.3 | 2 | 24.3 | 108.4 | 22.4 | 0.02 | 0.57
21542 | SAN JOSE 35 1 | 21540 | SAN JOSE 34 1 | 1 | Closed | Line | NO | 44.1 | -16.4 | 47.1 | 209.8 | 22.4 | 0.01 | -0.31
60830 | KEENESBURG 2 1 | 60834 | KEENESBURG 2 5 | 1 | Closed | Transformer | YES | -227.3 | 1.6 | 227.3 | 1014.1 | 22.4 | 0.11 | 7.85
28004 | BUENA PARK 1 1 | 25615 | DOWNEY 2 2 | 1 | Closed | Line | NO | -3.5 | 41.7 | 41.9 | 187.4 | 22.4 | 0.02 | -0.17
23286 | SAN JOAQUIN 1 3 | 23037 | SOLEDAD 1 1 | 1 | Closed | Line | NO | 52.2 | -6.5 | 52.6 | 234.4 | 22.4 | 0.58 | -6.79
40767 | COCHISE 3 | 40638 | TOMBSTONE 3 | 1 | Closed | Line | NO | 33.5 | -7.1 | 34.3 | 152.9 | 22.4 | 0.29 | -1.06
60004 | LOMA 1 | 60015 | GRAND JUNCTION 1 1 | 1 | Closed | Line | NO | 36.2 | 3.9 | 36.4 | 162.5 | 22.4 | 0.17 | -0.56
25103 | OXNARD 6 1 | 26036 | OXNARD 13 2 | 1 | Closed | Line | NO | -254.1 | -100.3 | 273.2 | 1218.7 | 22.4 | 0.41 | -7.25
25854 | CARSON 6 2 | 25856 | CARSON 6 4 | 1 | Closed | TransformerWinding | YES | 31.9 | 0 | 31.9 | 142.3 | 22.4 | 0.02 | 0.81
21211 | VALLEJO 1 1 | 21252 | VALLEJO 5 1 | 1 | Closed | Line | NO | -50.6 | 0.2 | 50.6 | 225.9 | 22.4 | 0.05 | -1.74
25850 | ROSAMOND 3 1 | 25832 | ROSAMOND 2 1 | 1 | Closed | Line | NO | -276 | -24.8 | 277.1 | 1236.5 | 22.4 | 0.14 | -5.06
10275 | EDMONDS 2 1 | 10330 | SEATTLE 39 1 | 1 | Closed | Line | NO | 240.8 | 102 | 261.6 | 1189.4 | 22.4 | 0.48 | -13.1
10554 | TOPPENISH 1 | 11068 | ROOSEVELT 2 2 | 1 | Closed | Line | NO | -50 | -3.8 | 50.2 | 225.2 | 22.4 | 0.45 | -4.98
50302 | OAKLEY 3 1 | 50293 | PARK CITY 2 1 | 1 | Closed | Line | NO | 61.4 | -7.3 | 61.9 | 276.1 | 22.4 | 0.16 | -2.81
30424 | LAS VEGAS 75 8 | 30444 | LAS VEGAS 78 8 | 1 | Closed | Line | NO | -81.3 | 235.9 | 249.5 | 1114.7 | 22.4 | 0.04 | -0.21
28344 | HESPERIA 3 2 | 28896 | HESPERIA 5 1 | 1 | Closed | Line | NO | 51.4 | -4.5 | 51.6 | 230.6 | 22.4 | 0.01 | -0.12
21297 | SAN LEANDRO 5 1 | 21219 | OAKLAND 5 1 | 1 | Closed | Line | NO | -30 | 21.5 | 36.9 | 165.3 | 22.4 | 0.01 | -0.17
23000 | PACIFIC GROVE 1 | 23004 | SEASIDE 3 1 | 1 | Closed | Line | NO | -43.1 | -26.6 | 50.7 | 226.3 | 22.4 | 0.12 | -2.06
30437 | LAS VEGAS 78 1 | 30442 | LAS VEGAS 78 6 | 1 | Closed | Transformer | YES | -58.5 | -96.8 | 113.1 | 525 | 22.4 | 0.07 | 5.12
40967 | ARLINGTON 10 1 | 40972 | ARLINGTON 10 6 | 1 | Closed | Transformer | YES | -189.2 | 25.8 | 191 | 853.6 | 22.4 | 0.07 | 4.74
10903 | BICKLETON 2 1 | 10933 | GOLDENDALE 4 1 | 1 | Closed | Line | NO | 50.4 | -8.3 | 51.1 | 228.4 | 22.4 | 0.32 | -4.1
25724 | LA PUENTE 1 1 | 25737 | DUARTE 1 1 | 1 | Closed | Line | NO | 6.9 | -39.7 | 40.3 | 180.3 | 22.4 | 0.03 | -0.23
13233 | PORTLAND 5 5 | 13264 | PORTLAND 15 2 | 1 | Closed | Line | NO | -275.2 | 31.5 | 277 | 1242.9 | 22.4 | 0.4 | -4.26
50069 | SYRACUSE 2 | 50136 | KAYSVILLE 2 1 | 1 | Closed | Line | NO | 60.4 | 17.6 | 62.9 | 281.2 | 22.4 | 0.1 | -0.26
21629 | SANTA CLARA 6 3 | 21405 | SANTA CLARA 1 1 | 1 | Closed | Line | NO | -224.1 | -113.6 | 251.3 | 1124.6 | 22.3 | 0.22 | -6.5
74192 | IRWIN 1 | 74195 | IRWIN 4 | 1 | Closed | TransformerWinding | YES | 61.3 | -7.3 | 61.7 | 276.8 | 22.3 | 0.02 | 1.16
10347 | SEATTLE 42 2 | 10422 | RENTON 3 1 | 1 | Closed | Line | NO | 46.9 | 16.2 | 49.6 | 223.1 | 22.3 | 0.07 | -0.84
40042 | KINGMAN 1 1 | 40046 | KINGMAN 3 1 | 1 | Closed | Line | NO | -37.3 | -6.7 | 37.9 | 170 | 22.3 | 0.38 | -1.82
60665 | LIMON 3 1 | 60668 | LIMON 3 4 | 1 | Closed | Transformer | YES | -199.9 | -38.2 | 203.6 | 915.8 | 22.3 | 0.06 | 4.37
40528 | TUCSON 24 1 | 40541 | TUCSON 32 1 | 1 | Closed | Line | NO | 35.2 | 0 | 35.2 | 157.6 | 22.3 | 0.03 | -0.77
40656 | CHINLE 2 | 40689 | FORT DEFIANCE 1 | 1 | Closed | Line | NO | 34.1 | -2.6 | 34.2 | 153.1 | 22.3 | 0.25 | -2.08
60830 | KEENESBURG 2 1 | 60833 | KEENESBURG 2 4 | 1 | Closed | Transformer | YES | -227.4 | 0.1 | 227.4 | 1019.6 | 22.3 | 0.09 | 6.4
77009 | MALTA 2 1 | 77028 | HAYS 1 | 1 | Closed | Line | NO | 53.1 | -9.1 | 53.9 | 241.5 | 22.3 | 1.06 | 0.88
50357 | OREM 6 2 | 50359 | OREM 6 4 | 1 | Closed | TransformerWinding | YES | -166.6 | -17.7 | 167.6 | 751 | 22.3 | -0.03 | -2.15
40290 | PHOENIX 66 1 | 40280 | PHOENIX 63 1 | 1 | Closed | Line | NO | 21.9 | -23.5 | 32.1 | 143.8 | 22.3 | 0.01 | -0.06
28790 | ESCONDIDO 9 1 | 28793 | ESCONDIDO 9 4 | 1 | Closed | TransformerWinding | YES | -51.1 | -24.3 | 56.6 | 254.1 | 22.3 | 0 | 0.07
25130 | CAMARILLO 3 2 | 25131 | CAMARILLO 4 1 | 1 | Closed | Line | NO | 49.7 | 0.1 | 49.7 | 222.7 | 22.3 | 0.14 | -0.59
21325 | CASTRO VALLEY 1 1 | 21392 | WALNUT CREEK 4 1 | 1 | Closed | Line | NO | -51.4 | -14.5 | 53.4 | 239.5 | 22.3 | 0.04 | -1.11
10541 | ELLENSBURG 2 1 | 10540 | ELLENSBURG 1 1 | 1 | Closed | Line | NO | 50.8 | 3.6 | 51 | 228.7 | 22.3 | 0.1 | -0.36
25334 | NORTH HOLLYWOOD 2 3 | 26083 | LEBEC 2 1 | 1 | Closed | Line | NO | -273.7 | -4.2 | 273.7 | 1250.1 | 22.3 | 0.95 | -50.6
40653 | THATCHER 2 | 40640 | PIMA 1 | 1 | Closed | Line | NO | 34.4 | -5.2 | 34.8 | 156 | 22.3 | 0.34 | -1.34
28303 | LAKE ELSINORE 1 1 | 28318 | MURRIETA 1 2 | 1 | Closed | Line | NO | -50 | 0.9 | 50 | 225 | 22.3 | 0.09 | -0.28
25835 | MOJAVE 1 1 | 26011 | MOJAVE 11 2 | 1 | Closed | Line | NO | -45.2 | -18.6 | 48.8 | 219.4 | 22.3 | 0.02 | -4.68
53296 | FRUITLAND 2 3 | 53199 | FRUITLAND 1 2 | 1 | Closed | Line | NO | 38 | -3.8 | 38.2 | 171.6 | 22.3 | 0.04 | -0.34
21499 | CLAYTON 1 | 21330 | PLEASANT HILL 1 1 | 1 | Closed | Line | NO | -50.9 | -0.7 | 50.9 | 228.7 | 22.3 | 0.04 | -0.04
50179 | DRAPER 2 1 | 50235 | LINDON 1 | 1 | Closed | Line | NO | -60.9 | -1 | 60.9 | 274.2 | 22.3 | 0.1 | -2.23
60642 | GROVER 3 | 60645 | GROVER 6 | 1 | Closed | TransformerWinding | YES | -14.4 | -20.3 | 24.9 | 111.8 | 22.2 | 0 | -0.02
30248 | JACKPOT 1 | 30251 | JACKPOT 4 | 1 | Closed | TransformerWinding | YES | -51.6 | -4.3 | 51.8 | 239.5 | 22.2 | 0.33 | 7.39
11049 | VANCOUVER 18 2 | 13123 | NORTH PLAINS 2 | 1 | Closed | Line | NO | 43.1 | 21.6 | 48.2 | 221.3 | 22.2 | 0.1 | -2.41
25507 | LOS ANGELES 60 1 | 25608 | ALHAMBRA 1 1 | 1 | Closed | Line | NO | -49.5 | 5 | 49.7 | 223.9 | 22.2 | 0.03 | -0.21
13013 | FLORENCE 1 1 | 13020 | WALDPORT 1 | 1 | Closed | Line | NO | -52.4 | -10.4 | 53.4 | 240.4 | 22.2 | 0.4 | -2.12
60452 | DENVER 53 1 | 60343 | DENVER 24 1 | 1 | Closed | Line | NO | 8.8 | 28.8 | 30.1 | 137.1 | 22.2 | 0.01 | -0.42
23432 | LODI 6 2 | 23389 | STOCKTON 15 1 | 1 | Closed | Line | NO | 275.7 | 4.7 | 275.7 | 1241 | 22.2 | 0.36 | -5.75
28353 | OCEANSIDE 5 1 | 28368 | ENCINITAS 1 1 | 1 | Closed | Line | NO | -40.5 | -28.5 | 49.5 | 222.7 | 22.2 | 0.02 | -0.09
23119 | OAKDALE 2 1 | 23127 | ANGELS CAMP 1 | 1 | Closed | Line | NO | -50.5 | -8.3 | 51.2 | 231.1 | 22.2 | 0.27 | -0.97
41008 | LAKE HAVASU CITY 4 3 | 41017 | KINGMAN 4 1 | 1 | Closed | Line | NO | 35.6 | 10.7 | 37.2 | 167.5 | 22.2 | 0.13 | -0.28
25180 | CASTAIC 1 1 | 25216 | PORTER RANCH 1 1 | 1 | Closed | Line | NO | 48.4 | -9.9 | 49.4 | 222.3 | 22.2 | 0.09 | -2.64
77003 | SHERIDAN 2 2 | 77000 | LAME DEER 1 | 1 | Closed | Line | NO | -58.4 | 6.9 | 58.8 | 269.3 | 22.2 | 0.98 | -0.21
28104 | SANTA ANA 9 1 | 28125 | ORANGE 4 1 | 1 | Closed | Line | NO | -29.3 | 36.5 | 46.8 | 213.8 | 22.2 | 0.05 | -0.8
74330 | NEW PLYMOUTH 5 | 74046 | NAMPA 3 1 | 1 | Closed | Line | NO | 285 | 1.9 | 285 | 1284.4 | 22.2 | 0.91 | -16.19
50356 | OREM 6 1 | 50363 | OREM 6 8 | 1 | Closed | Transformer | YES | -229.8 | -37.5 | 232.9 | 1053.8 | 22.2 | 0.07 | 5.21
21191 | BERKELEY 1 1 | 21195 | BERKELEY 2 1 | 1 | Closed | Line | NO | -48.9 | 2.3 | 49 | 220.9 | 22.2 | 0.05 | -0.04
28191 | UPLAND 2 1 | 28232 | RANCHO CUCAMONGA 5 1 | 1 | Closed | Line | NO | -40.6 | -28.7 | 49.8 | 224.3 | 22.2 | 0.03 | -0.13
21755 | RODEO 2 1 | 21235 | VALLEJO 3 1 | 1 | Closed | Line | NO | -49.2 | -9.8 | 50.2 | 226.1 | 22.2 | 0.09 | -0.42
30234 | LAS VEGAS 67 1 | 30192 | LAS VEGAS 52 1 | 1 | Closed | Line | NO | -46.6 | -32.8 | 57 | 257.2 | 22.2 | 0.01 | -0.22
60117 | CENTER 1 | 60102 | DEL NORTE 1 | 1 | Closed | Line | NO | 36.3 | -7.3 | 37 | 166.9 | 22.2 | 0.24 | -3.68
29025 | CARLSBAD 6 2 | 28364 | OCEANSIDE 7 1 | 1 | Closed | Line | NO | 256.1 | 80.8 | 268.6 | 1219.8 | 22.2 | 0.27 | -6.97
25009 | PASO ROBLES 2 1 | 25012 | PASO ROBLES 2 4 | 1 | Closed | TransformerWinding | YES | 105.5 | 12.1 | 106.2 | 479.1 | 22.2 | 0.1 | 6.33
28597 | BEAUMONT 2 1 | 28596 | BEAUMONT 1 1 | 1 | Closed | Line | NO | 50.1 | 4.8 | 50.4 | 227.3 | 22.2 | 0.13 | -0.94
25202 | WOODLAND HILLS 2 1 | 25189 | WEST HILLS 1 | 1 | Closed | Line | NO | 48.8 | 6.5 | 49.2 | 222.1 | 22.2 | 0.04 | -0.13
60650 | LIMON 2 3 | 60600 | LIMON 1 1 | 1 | Closed | Line | NO | -34.8 | 10.7 | 36.4 | 165 | 22.2 | 0.04 | -0.25
30036 | SUN VALLEY 3 2 | 30005 | RENO 3 1 | 1 | Closed | Line | NO | 51.1 | 18.1 | 54.2 | 244.7 | 22.2 | 0.22 | -0.52
28497 | SAN DIEGO 29 1 | 29017 | SAN DIEGO 53 3 | 1 | Closed | Line | NO | -50.5 | 0 | 50.5 | 228.7 | 22.2 | 0.09 | -1.69
40967 | ARLINGTON 10 1 | 40971 | ARLINGTON 10 5 | 1 | Closed | Transformer | YES | -189.2 | 26.6 | 191.1 | 862.5 | 22.2 | 0.06 | 5.47
25602 | LANCASTER 4 2 | 25710 | PALMDALE 5 1 | 1 | Closed | Line | NO | -22.2 | 38 | 44.1 | 207.1 | 22.1 | 0.08 | -2.06
40144 | PEORIA 5 1 | 40209 | PHOENIX 27 1 | 1 | Closed | Line | NO | -20.1 | -24.8 | 31.9 | 144.1 | 22.1 | 0.04 | -3.94
30238 | HENDERSON 12 1 | 30184 | LAS VEGAS 47 1 | 1 | Closed | Line | NO | 57.5 | 18.4 | 60.4 | 272.7 | 22.1 | 0.08 | -0.22
10967 | PACKWOOD 2 | 10498 | ENUMCLAW 1 | 1 | Closed | Line | NO | 47.5 | -13.1 | 49.2 | 222.5 | 22.1 | 0.95 | -1.8
40403 | FOUNTAIN HILLS 1 | 40380 | SCOTTSDALE 15 1 | 1 | Closed | Line | NO | 34.8 | -2.9 | 34.9 | 157.6 | 22.1 | 0.06 | -0.36
60021 | GRAND JUNCTION 5 1 | 60022 | GRAND JUNCTION 6 1 | 1 | Closed | Line | NO | 35.8 | -2.8 | 35.9 | 162.5 | 22.1 | 0.05 | -1.91
21680 | BIRDS LANDING 3 2 | 21679 | BIRDS LANDING 3 1 | 1 | Closed | Transformer | YES | -88.3 | -2.4 | 88.3 | 400.1 | 22.1 | 0.04 | 2.13
25485 | CARSON 2 2 | 25683 | LAKEWOOD 9 3 | 1 | Closed | Line | NO | 48.6 | 2.8 | 48.7 | 220.4 | 22.1 | 0.03 | -0.7
10953 | ARIEL 1 | 11070 | LONGVIEW 5 1 | 1 | Closed | Line | NO | -267.3 | -43 | 270.7 | 1225.4 | 22.1 | 0.77 | -25.92
40359 | SCOTTSDALE 12 1 | 40341 | SCOTTSDALE 10 1 | 1 | Closed | Line | NO | -26.3 | 19.7 | 32.9 | 150.7 | 22.1 | 0.04 | -0.67
40967 | ARLINGTON 10 1 | 40970 | ARLINGTON 10 4 | 1 | Closed | Transformer | YES | -189.2 | 26.7 | 191.1 | 865.2 | 22.1 | 0.07 | 5.6
20321 | MONTGOMERY CREEK 1 6 | 13554 | KLAMATH FALLS 5 1 | 2 | Closed | Line | NO | -887.2 | -279.5 | 930.2 | 4332.9 | 22.1 | 2.11 | -632.72
20321 | MONTGOMERY CREEK 1 6 | 13554 | KLAMATH FALLS 5 1 | 1 | Closed | Line | NO | -887.2 | -279.5 | 930.2 | 4332.9 | 22.1 | 2.11 | -632.72
25850 | ROSAMOND 3 1 | 25852 | ROSAMOND 3 3 | 1 | Closed | Transformer | YES | -103.1 | -29.2 | 107.2 | 489.6 | 22.1 | 0.05 | 3.15
23050 | STOCKTON 11 3 | 23051 | STOCKTON 11 4 | 1 | Closed | TransformerWinding | YES | -35.1 | -2.3 | 35.2 | 159.9 | 22.1 | 0.03 | 0.96
20088 | RIO VISTA 1 1 | 23023 | STOCKTON 4 1 | 1 | Closed | Line | NO | 49.9 | -1.1 | 49.9 | 226 | 22.1 | 0.49 | -1.67
40789 | PAGE 2 7 | 40930 | PAGE 3 9 | 1 | Closed | Line | NO | 465.5 | 338.7 | 575.7 | 2646.2 | 22.1 | 0.33 | -14.05
25309 | PACOIMA 3 1 | 26104 | NEWHALL 3 1 | 1 | Closed | Line | NO | -267.6 | -50.2 | 272.3 | 1234.4 | 22.1 | 0.34 | -9.81
10571 | BREWSTER 1 | 10579 | OKANOGAN 1 | 1 | Closed | Line | NO | 49 | -8.7 | 49.7 | 225.4 | 22.1 | 0.19 | -4.03
60641 | GROVER 2 | 60783 | LYONS 3 1 | 1 | Closed | Line | NO | 121.4 | -23.3 | 123.6 | 560.6 | 22.1 | 1.18 | -46.82
20171 | SACRAMENTO 24 1 | 20170 | SACRAMENTO 23 1 | 1 | Closed | Line | NO | 2.4 | -34.8 | 34.9 | 158.2 | 22.1 | 0.02 | -0.39
25018 | PISMO BEACH 1 | 25026 | SAN LUIS OBISPO 4 1 | 1 | Closed | Line | NO | 47.8 | -8 | 48.4 | 219.7 | 22 | 0.1 | -0.36
10953 | ARIEL 1 | 11048 | VANCOUVER 18 1 | 1 | Closed | Line | NO | 239.5 | 104.1 | 261.2 | 1221.1 | 22 | 0.67 | -20.02
13019 | WARRENTON 1 | 13029 | ASTORIA 1 | 1 | Closed | Line | NO | -47.8 | 10.6 | 49 | 225.1 | 22 | 0.19 | -1.93
40967 | ARLINGTON 10 1 | 40969 | ARLINGTON 10 3 | 1 | Closed | Transformer | YES | -189.2 | 26.5 | 191.1 | 867.1 | 22 | 0.08 | 5.45
30351 | BUNKERVILLE 1 1 | 30354 | BUNKERVILLE 1 4 | 1 | Closed | TransformerWinding | YES | 118.7 | 2 | 118.7 | 538.9 | 22 | 0.11 | 7.56
50439 | MAGNA 3 2 | 50438 | MAGNA 3 1 | 1 | Closed | Transformer | YES | -163.9 | -23.1 | 165.5 | 753.9 | 22 | 0.05 | 3.8
60421 | DENVER 50 1 | 60409 | DENVER 45 1 | 1 | Closed | Line | NO | 33.5 | 12.5 | 35.7 | 162.5 | 22 | 0.06 | -0.29
28826 | CALIPATRIA 3 1 | 28833 | MECCA 2 1 | 1 | Closed | Line | NO | 271.4 | -20.3 | 272.2 | 1235.9 | 22 | 1.61 | -37.99
21067 | NOVATO 3 1 | 21071 | SAN RAFAEL 4 1 | 1 | Closed | Line | NO | 30 | -39 | 49.2 | 223.2 | 22 | 0.1 | -1.06
40669 | SAFFORD 2 | 40688 | DUNCAN 1 | 1 | Closed | Line | NO | 28.3 | -13.5 | 31.3 | 142.3 | 22 | 0.09 | -1.74
40332 | CAVE CREEK 2 1 | 40455 | PINE 1 1 | 1 | Closed | Line | NO | -32.6 | 6.9 | 33.3 | 169.7 | 22 | 0.19 | -11.13
40321 | SCOTTSDALE 4 1 | 40340 | SCOTTSDALE 9 1 | 1 | Closed | Line | NO | 31.7 | 13.2 | 34.3 | 156 | 22 | 0.04 | -0.15
28000 | LOS ALAMITOS 1 | 25622 | LONG BEACH 19 1 | 1 | Closed | Line | NO | 50.9 | 0.9 | 50.9 | 231 | 22 | 0.02 | -0.86
26153 | TUPMAN 2 2 | 26161 | MC KITTRICK 2 2 | 1 | Closed | Line | NO | -263.4 | 52.6 | 268.6 | 1226 | 22 | 0.25 | -5.18
10630 | CHENEY 1 | 10790 | ROSALIA 2 | 1 | Closed | Line | NO | -48.2 | 1.8 | 48.3 | 222.1 | 22 | 0.62 | 0.3
60038 | DELTA 3 3 | 60033 | OLATHE 1 | 1 | Closed | Line | NO | -34.3 | -4.4 | 34.6 | 158 | 22 | 0.2 | -0.61
10487 | ISSAQUAH 3 1 | 10492 | MAPLE VALLEY 2 1 | 1 | Closed | Line | NO | 49.6 | 1.9 | 49.6 | 225.5 | 22 | 0.03 | -0.48
13485 | WASCO 1 2 | 13484 | WASCO 1 1 | 1 | Closed | Transformer | YES | -86.3 | 17 | 87.9 | 399.8 | 22 | 0.05 | 2.96
40016 | YUMA 3 1 | 40028 | WELLTON 1 | 1 | Closed | Line | NO | -31.6 | 9.6 | 33.1 | 153.4 | 22 | 0.22 | -1.42
25426 | LOS ANGELES 31 2 | 25499 | LOS ANGELES 56 1 | 1 | Closed | Line | NO | 32.8 | -32.2 | 46 | 209.4 | 22 | 0.01 | -0.4
28416 | PERRIS 3 1 | 28782 | REDLANDS 5 2 | 1 | Closed | Line | NO | -248.6 | -98.8 | 267.5 | 1217.4 | 22 | 0.4 | -10.56
40377 | CASA GRANDE 1 1 | 40867 | CASA GRANDE 5 2 | 1 | Closed | Line | NO | -34 | -4.4 | 34.3 | 156 | 22 | 0.12 | -1.11
20085 | LIVE OAK 1 | 20132 | MARYSVILLE 6 2 | 1 | Closed | Line | NO | 48.4 | 7.8 | 49 | 223.1 | 22 | 0.21 | -0.62
21686 | COYOTE 3 | 21530 | SAN JOSE 30 1 | 1 | Closed | Line | NO | 50.7 | 7.8 | 51.3 | 233.7 | 22 | 0.07 | -0.34
40166 | GLENDALE 17 1 | 40229 | PHOENIX 41 1 | 1 | Closed | Line | NO | 17.7 | 24.1 | 29.8 | 144.2 | 22 | 0.04 | -2.24
40922 | PAGE 3 1 | 40925 | PAGE 3 4 | 1 | Closed | Transformer | YES | -218.6 | 16.6 | 219.2 | 998.6 | 22 | 0.08 | 5.84
21088 | DALY CITY 2 1 | 21133 | SOUTH SAN FRANCISCO 1 2 | 1 | Closed | Line | NO | 21 | 42.1 | 47.1 | 214.5 | 21.9 | 0.09 | 0.01
25723 | WHITTIER 8 1 | 28084 | BREA 1 1 | 1 | Closed | Line | NO | 36.3 | 29.8 | 46.9 | 214 | 21.9 | 0.02 | -0.04
28353 | OCEANSIDE 5 1 | 28354 | CARLSBAD 3 1 | 1 | Closed | Line | NO | -45.3 | -16.9 | 48.3 | 220.2 | 21.9 | 0.13 | -0.38
20276 | PORTOLA 2 | 20278 | PORTOLA 4 | 1 | Closed | TransformerWinding | YES | -19.4 | -10.1 | 21.9 | 101 | 21.9 | 0.02 | 0.61
53072 | ALBUQUERQUE 4 1 | 53071 | ALBUQUERQUE 3 1 | 1 | Closed | Line | NO | 35.5 | 0.4 | 35.5 | 161.7 | 21.9 | 0.03 | -0.09
20244 | FOLSOM 1 2 | 20218 | CITRUS HEIGHTS 3 2 | 1 | Closed | Line | NO | 48.2 | -12 | 49.6 | 226.3 | 21.9 | 0.02 | -0.7
25848 | SANTA MARGARITA 1 6 | 25059 | SANTA BARBARA 6 1 | 1 | Closed | Line | NO | 263.2 | -58.6 | 269.6 | 1229.6 | 21.9 | 2.41 | -61.61
50356 | OREM 6 1 | 50360 | OREM 6 5 | 1 | Closed | Transformer | YES | -229.8 | -34.8 | 232.4 | 1066.6 | 21.9 | 0.11 | 7.97
21349 | CONCORD 1 3 | 21283 | BENICIA 2 1 | 1 | Closed | Line | NO | 38.9 | -25.6 | 46.6 | 212.5 | 21.9 | 0.03 | -0.14
60396 | DENVER 42 1 | 60456 | AURORA 5 1 | 1 | Closed | Line | NO | 24.6 | 22.3 | 33.2 | 151.5 | 21.9 | 0.01 | -0.01
28794 | RANCHO CUCAMONGA 8 1 | 28798 | RANCHO CUCAMONGA 8 5 | 1 | Closed | Transformer | YES | -331.5 | -158.3 | 367.3 | 1699.8 | 21.9 | 0.15 | 11.24
26031 | EL SEGUNDO 3 3 | 26032 | EL SEGUNDO 3 4 | 1 | Closed | TransformerWinding | YES | 29.9 | -3.3 | 30.1 | 137.6 | 21.9 | 0.03 | 0.76
26029 | EL SEGUNDO 3 1 | 26032 | EL SEGUNDO 3 4 | 1 | Closed | TransformerWinding | YES | -59.7 | 8 | 60.3 | 275.2 | 21.9 | -0.01 | -0.2
26030 | EL SEGUNDO 3 2 | 26032 | EL SEGUNDO 3 4 | 1 | Closed | TransformerWinding | YES | 29.9 | -3.3 | 30.1 | 137.6 | 21.9 | 0.03 | 0.76
40841 | PHOENIX 74 2 | 40074 | BUCKEYE 3 1 | 1 | Closed | Line | NO | 558.7 | 269.4 | 620.3 | 2924.7 | 21.9 | 0.81 | -45.33
20513 | SACRAMENTO 36 6 | 20423 | YUBA CITY 6 1 | 1 | Closed | Line | NO | -900.5 | -83 | 904.4 | 4161.8 | 21.9 | 1.37 | -214.76
25189 | WEST HILLS 1 | 25212 | WINNETKA 1 1 | 1 | Closed | Line | NO | 36.7 | 28.5 | 46.4 | 212.3 | 21.9 | 0.06 | -0.16
25542 | LOS ANGELES 67 1 | 25488 | LOS ANGELES 53 1 | 1 | Closed | Line | NO | 30.2 | 34.5 | 45.8 | 209.3 | 21.9 | 0.01 | -0.04
10799 | ANACORTES 2 6 | 10117 | OAK HARBOR 2 1 | 1 | Closed | Line | NO | 253.9 | 31.3 | 255.8 | 1180.8 | 21.9 | 0.47 | -18.86
10680 | MATTAWA 2 1 | 10812 | RICHLAND 4 5 | 1 | Closed | Line | NO | -837.4 | 134.4 | 848.2 | 4069.1 | 21.9 | 0.75 | -165.09
13162 | BROWNSVILLE 1 | 13198 | LEBANON 2 1 | 1 | Closed | Line | NO | 32.4 | 17.5 | 36.9 | 173.4 | 21.9 | 0.09 | -2.24
20136 | RIO LINDA 1 | 20234 | ROCKLIN 3 2 | 1 | Closed | Line | NO | -46.6 | 3.8 | 46.8 | 216.3 | 21.9 | 0.04 | -3.97
40923 | PAGE 3 2 | 40468 | PAGE 1 2 | 1 | Closed | Line | NO | 31.6 | 20.5 | 37.6 | 172.1 | 21.9 | 0.19 | -0.3
25397 | ROSAMOND 1 1 | 26236 | ROSAMOND 7 1 | 1 | Closed | Line | NO | -48.6 | -2.6 | 48.6 | 222.6 | 21.9 | 0.05 | -0.15
40502 | TUCSON 11 1 | 40865 | TUCSON 51 1 | 1 | Closed | Line | NO | -32.4 | -9.9 | 33.9 | 155 | 21.9 | 0.11 | -0.83
13136 | SALEM 9 1 | 13174 | BEAVERTON 1 1 | 1 | Closed | Line | NO | -272.6 | -39.8 | 275.5 | 1261.1 | 21.8 | 1.19 | -23.1
23206 | CLOVIS 3 1 | 23217 | CLOVIS 5 1 | 1 | Closed | Line | NO | 47.2 | 11.6 | 48.6 | 222.6 | 21.8 | 0.05 | -0.38
60704 | HAYDEN 2 1 | 60707 | HAYDEN 2 4 | 1 | Closed | Transformer | YES | -231.6 | 38.4 | 234.8 | 1074.7 | 21.8 | 0.16 | 10.03
23506 | JEAN 2 2 | 23509 | JEAN 2 5 | 1 | Closed | TransformerWinding | YES | -313 | 16.5 | 313.4 | 1437.9 | 21.8 | -0.16 | -11.18
50296 | FAIRVIEW 2 1 | 50267 | SALEM 14 1 | 1 | Closed | Line | NO | 55.7 | 6.1 | 56 | 256.8 | 21.8 | 0.15 | -1.72
10244 | MOUNT VERNON 1 1 | 10246 | MOUNT VERNON 2 2 | 1 | Closed | Line | NO | -37.4 | -27.7 | 46.6 | 213.3 | 21.8 | 0.01 | -0.08
26035 | OXNARD 13 1 | 26125 | BURBANK 10 1 | 1 | Closed | Line | NO | 812.5 | 33.7 | 813.2 | 4115.8 | 21.8 | 1.41 | -353.4
60139 | IDAHO SPRINGS 2 | 60130 | FRASER 1 | 1 | Closed | Line | NO | 34 | -4.2 | 34.3 | 156.9 | 21.8 | 0.2 | -2.96
20324 | STRAWBERRY VALLEY 1 1 | 20381 | STRAWBERRY VALLEY 4 3 | 1 | Closed | Line | NO | 256.9 | -94.6 | 273.8 | 1254.6 | 21.8 | 0.53 | -14.68
28424 | SAN DIEGO 6 2 | 28495 | SAN DIEGO 28 1 | 1 | Closed | Line | NO | -49.3 | -2.3 | 49.4 | 226.6 | 21.8 | 0.08 | -0.54
60278 | DENVER 10 5 | 60842 | DENVER 57 7 | 1 | Closed | Line | NO | 117.1 | -46.9 | 126.2 | 578.3 | 21.8 | 0.17 | -4.83
60704 | HAYDEN 2 1 | 60708 | HAYDEN 2 5 | 1 | Closed | Transformer | YES | -231.7 | 35.4 | 234.3 | 1074.3 | 21.8 | 0.1 | 6.97
74098 | BOISE 8 5 | 74219 | BOISE 14 2 | 1 | Closed | Line | NO | -49.1 | -14.6 | 51.2 | 234.8 | 21.8 | 0.16 | -0.72
50179 | DRAPER 2 1 | 50175 | LEHI 1 2 | 1 | Closed | Line | NO | 55.3 | -14.2 | 57.1 | 262.1 | 21.8 | 0.03 | -0.06
28794 | RANCHO CUCAMONGA 8 1 | 28797 | RANCHO CUCAMONGA 8 4 | 1 | Closed | Transformer | YES | -331.6 | -162.4 | 369.2 | 1709.2 | 21.8 | 0.08 | 7.1
10286 | PUYALLUP 1 1 | 10221 | TACOMA 13 1 | 1 | Closed | Line | NO | 46.3 | 16 | 49 | 224.8 | 21.8 | 0.03 | 0.03
60177 | BOULDER 4 1 | 60160 | BOULDER 1 1 | 1 | Closed | Line | NO | 35.4 | 4 | 35.6 | 163.5 | 21.8 | 0.02 | -0.45
23048 | STOCKTON 11 1 | 23051 | STOCKTON 11 4 | 1 | Closed | TransformerWinding | YES | 69.4 | 5.7 | 69.7 | 319.8 | 21.8 | 0.01 | 0.4
40565 | TONALEA 1 | 40785 | PAGE 2 3 | 1 | Closed | Line | NO | -33.3 | -1.3 | 33.4 | 155.8 | 21.8 | 0.43 | -4.68
23054 | MANTECA 1 1 | 23056 | MANTECA 2 2 | 1 | Closed | Line | NO | -46.3 | -13.4 | 48.2 | 221.4 | 21.8 | 0.03 | -0.22
23076 | MODESTO 1 1 | 23100 | MODESTO 9 3 | 1 | Closed | Line | NO | -44.8 | 20.6 | 49.3 | 227.6 | 21.8 | 0.07 | -0.44
60423 | COLORADO SPRINGS 2 1 | 60500 | COLORADO SPRINGS 14 1 | 1 | Closed | Line | NO | -31.9 | -14.4 | 35 | 160.5 | 21.8 | 0.06 | -0.45
25351 | REDONDO BEACH 2 2 | 26016 | REDONDO BEACH 4 3 | 1 | Closed | Line | NO | -38 | -30.6 | 48.8 | 224.2 | 21.8 | 0.04 | -0.14
70030 | RIVERTON 3 1 | 70028 | THERMOPOLIS 2 | 1 | Closed | Line | NO | -52.2 | 10.9 | 53.4 | 251.4 | 21.8 | 0.99 | -1.94
53302 | DEMING 4 3 | 80006 | EL PASO 3 1 | 1 | Closed | Line | NO | 102.8 | -18.6 | 104.5 | 541.9 | 21.8 | 0.78 | -77.85
77148 | RONAN 1 | 77157 | FRENCHTOWN 1 | 1 | Closed | Line | NO | 39.9 | -18.8 | 44.1 | 202.5 | 21.8 | 0.17 | -6.84
74000 | NYSSA 1 | 74001 | HOMEDALE 1 | 1 | Closed | Line | NO | 52.7 | -0.9 | 52.8 | 242.4 | 21.8 | 0.37 | -1.56
74192 | IRWIN 1 | 74197 | IRWIN 6 | 1 | Closed | Transformer | YES | -81.2 | -31.4 | 87 | 404.4 | 21.8 | 0.04 | 2.44
50216 | CENTERFIELD 1 | 50303 | FERRON 1 | 1 | Closed | Line | NO | -60.3 | 14.1 | 61.9 | 295.4 | 21.8 | 0.38 | -7.04
10196 | TACOMA 6 1 | 10857 | CENTRALIA 2 2 | 1 | Closed | Line | NO | -264.8 | -10.1 | 265 | 1224.1 | 21.8 | 0.84 | -29.23
26161 | MC KITTRICK 2 2 | 26160 | MC KITTRICK 2 1 | 1 | Closed | Transformer | YES | -296.7 | 86.9 | 309.1 | 1421.4 | 21.7 | 0.08 | 6
60032 | MANCOS 1 | 60035 | HESPERUS 1 | 1 | Closed | Line | NO | -34.7 | 2.4 | 34.8 | 160.7 | 21.7 | 0.14 | -0.3
10326 | LYNNWOOD 2 1 | 10268 | SEATTLE 16 1 | 1 | Closed | Line | NO | -25.3 | 38.5 | 46 | 212.3 | 21.7 | 0.02 | -0.1
50052 | CIRCLEVILLE 1 | 50039 | PANGUITCH 3 | 1 | Closed | Line | NO | 62.3 | -8.2 | 62.8 | 289 | 21.7 | 0.34 | -6.38
21018 | PETALUMA 2 1 | 21026 | SANTA ROSA 4 1 | 1 | Closed | Line | NO | -268.6 | -17.4 | 269.1 | 1238.5 | 21.7 | 0.45 | -11.83
21482 | PITTSBURG 3 1 | 21716 | BIRDS LANDING 5 1 | 1 | Closed | Line | NO | -48.6 | -6 | 49 | 225.7 | 21.7 | 0.08 | -0.58
70086 | CHEYENNE 5 3 | 70109 | CHEYENNE 6 3 | 1 | Closed | Line | NO | -51.8 | 2.1 | 51.8 | 240.5 | 21.7 | 0.16 | -3.65
28053 | FULLERTON 3 1 | 28106 | PLACENTIA 1 1 | 1 | Closed | Line | NO | 45 | 20 | 49.2 | 227.2 | 21.7 | 0.03 | -0.34
26014 | REDONDO BEACH 4 1 | 26020 | REDONDO BEACH 4 7 | 1 | Closed | Transformer | YES | -327.7 | -159.5 | 364.4 | 1695.1 | 21.7 | 0.1 | 8
26014 | REDONDO BEACH 4 1 | 26019 | REDONDO BEACH 4 6 | 1 | Closed | Transformer | YES | -327.6 | -156.9 | 363.3 | 1695.5 | 21.7 | 0.13 | 10.64
40729 | CHLORIDE 1 1 | 40752 | MOHAVE VALLEY 2 2 | 1 | Closed | Line | NO | 522.3 | -238.2 | 574 | 2644.5 | 21.7 | 1.04 | -48.16
40472 | FLAGSTAFF 4 2 | 40533 | LEUPP 1 | 1 | Closed | Line | NO | -32.5 | 2.1 | 32.6 | 153.1 | 21.7 | 0.55 | -1.34
23285 | SAN JOAQUIN 1 2 | 23365 | TRANQUILLITY 1 | 1 | Closed | Line | NO | 276.4 | -44.5 | 279.9 | 1289.7 | 21.7 | 0.44 | -13.31
10516 | GOLD BAR 1 | 10512 | SULTAN 1 1 | 1 | Closed | Line | NO | 46.2 | -15.9 | 48.9 | 225.3 | 21.7 | 0.07 | -0.76
21296 | SAN LEANDRO 4 1 | 21383 | CONCORD 5 2 | 1 | Closed | Line | NO | -51.2 | 7.7 | 51.7 | 239.6 | 21.7 | 0.14 | -0.7
26014 | REDONDO BEACH 4 1 | 26018 | REDONDO BEACH 4 5 | 1 | Closed | Transformer | YES | -327.6 | -156.1 | 362.9 | 1696.6 | 21.7 | 0.16 | 11.4
21326 | CASTRO VALLEY 2 1 | 21607 | PITTSBURG 4 1 | 1 | Closed | Line | NO | -283.6 | -17.3 | 284.2 | 1312.4 | 21.7 | 0.76 | -30.03
13273 | LAKE OSWEGO 2 1 | 13323 | OREGON CITY 1 1 | 1 | Closed | Line | NO | 48.6 | -4.4 | 48.8 | 225 | 21.7 | 0.04 | -5.22
28764 | DESERT HOT SPRINGS 4 3 | 28825 | NORTH PALM SPRINGS 2 2 | 1 | Closed | Line | NO | 47.1 | -0.2 | 47.1 | 217.2 | 21.7 | 0.02 | -0.04
60805 | MONTROSE 4 2 | 60804 | MONTROSE 4 1 | 1 | Closed | Transformer | YES | -151.7 | 52.7 | 160.6 | 740.4 | 21.7 | 0.06 | 4.31
10036 | LONGVIEW 2 3 | 10033 | LONGVIEW 1 1 | 1 | Closed | Line | NO | 43.2 | -18.4 | 47 | 216.7 | 21.7 | 0.03 | -0.23
25745 | LA PUENTE 3 1 | 25736 | BALDWIN PARK 3 1 | 1 | Closed | Line | NO | 45.5 | 6.3 | 45.9 | 211.9 | 21.7 | 0.02 | -0.47
40834 | PRESCOTT 4 1 | 40089 | PRESCOTT 3 2 | 1 | Closed | Line | NO | -33.5 | -6.3 | 34.1 | 157.4 | 21.7 | 0.04 | -0.09
13675 | BOARDMAN 3 1 | 13537 | HERMISTON 4 1 | 1 | Closed | Line | NO | -256.4 | 57.6 | 262.8 | 1226.9 | 21.7 | 0.55 | -10.84
60605 | STERLING 1 | 60866 | PEETZ 4 2 | 1 | Closed | Line | NO | -34.6 | -6.4 | 35.2 | 162.2 | 21.7 | 0.33 | -2.7
20052 | REDDING 4 1 | 20054 | ANDERSON 1 1 | 1 | Closed | Line | NO | -46.8 | 14.1 | 48.8 | 226.3 | 21.7 | 0.06 | -0.46
25135 | NEWBURY PARK 1 2 | 25116 | CAMARILLO 2 1 | 1 | Closed | Line | NO | 46.9 | 8.3 | 47.6 | 219.9 | 21.7 | 0.13 | -0.78
26014 | REDONDO BEACH 4 1 | 26017 | REDONDO BEACH 4 4 | 1 | Closed | Transformer | YES | -327.6 | -158.1 | 363.8 | 1699.5 | 21.7 | 0.12 | 9.44
13079 | MYRTLE CREEK 2 | 13045 | RIDDLE 3 | 1 | Closed | Line | NO | 48.3 | -4.3 | 48.4 | 223.7 | 21.7 | 0.17 | -1.1
10313 | SEATTLE 29 3 | 10362 | AUBURN 1 1 | 1 | Closed | Line | NO | -50 | 3.2 | 50.1 | 231.9 | 21.7 | 0.05 | -1.17
10208 | TACOMA 10 1 | 10159 | TACOMA 3 1 | 1 | Closed | Line | NO | 11.9 | -41.3 | 43 | 198.7 | 21.7 | 0.01 | -1.91
23177 | FRESNO 8 1 | 23165 | FRESNO 3 1 | 1 | Closed | Line | NO | 45.7 | 25.5 | 52.3 | 241.8 | 21.6 | 0.07 | -0.09
40456 | ELOY 1 | 40459 | COOLIDGE 1 | 1 | Closed | Line | NO | -33.4 | -5.5 | 33.9 | 156.4 | 21.6 | 0.19 | -2.8
53214 | WATERFLOW 3 | 53211 | SHIPROCK 1 | 1 | Closed | Line | NO | 36.2 | -5.3 | 36.5 | 168.8 | 21.6 | 0.29 | -2.33
28958 | RIVERSIDE 17 2 | 28386 | MORENO VALLEY 4 1 | 1 | Closed | Line | NO | -48 | -9.5 | 48.9 | 225.8 | 21.6 | 0.02 | -0.36
40976 | DATELAND 3 2 | 40978 | DATELAND 3 4 | 1 | Closed | TransformerWinding | YES | 11 | 0 | 11 | 50.8 | 21.6 | 0.01 | 0.18
28958 | RIVERSIDE 17 2 | 28326 | RIVERSIDE 16 2 | 1 | Closed | Line | NO | 48 | 9.5 | 48.9 | 226 | 21.6 | 0.01 | -0.12
70032 | LOVELL 2 | 70024 | POWELL 1 | 1 | Closed | Line | NO | 53.3 | -2.6 | 53.3 | 246.6 | 21.6 | 0.85 | -1.46
74297 | MOUNTAIN HOME 4 1 | 74298 | MOUNTAIN HOME 4 2 | 1 | Closed | Transformer | YES | -16.3 | 1.4 | 16.3 | 75.6 | 21.6 | 0.01 | 0.44
23043 | STOCKTON 9 1 | 23044 | STOCKTON 10 1 | 1 | Closed | Line | NO | -49.5 | -3.4 | 49.6 | 229.8 | 21.6 | 0.06 | -0.2
74118 | BOISE 13 2 | 74219 | BOISE 14 2 | 1 | Closed | Line | NO | -50.3 | -9.9 | 51.3 | 237.2 | 21.6 | 0.07 | -1.84
10559 | EAST WENATCHEE 2 1 | 10578 | EPHRATA 1 | 1 | Closed | Line | NO | -48.8 | -4.4 | 49 | 227.4 | 21.6 | 0.32 | -4.97
29055 | TWENTYNINE PALMS 3 2 | 29054 | TWENTYNINE PALMS 3 1 | 1 | Closed | Transformer | YES | -86 | -8.4 | 86.4 | 400.8 | 21.6 | 0.02 | 1.65
70122 | KEMMERER 2 1 | 70127 | KEMMERER 2 6 | 1 | Closed | Transformer | YES | -121 | 36.9 | 126.5 | 585.6 | 21.6 | 0.05 | 3.05
50314 | EVANSTON 1 1 | 50431 | EVANSTON 2 3 | 1 | Closed | Line | NO | -58.5 | 3.9 | 58.7 | 273.1 | 21.6 | 0.3 | -0.43
60515 | COLORADO SPRINGS 20 1 | 60548 | COLORADO SPRINGS 31 1 | 1 | Closed | Line | NO | -27.9 | -19.6 | 34 | 157.6 | 21.6 | 0.03 | -1.01
21181 | OAKLAND 1 1 | 21120 | SAN FRANCISCO 20 1 | 1 | Closed | Line | NO | -191.6 | -142.6 | 238.8 | 1105.5 | 21.6 | 0.19 | -9.08
60711 | NEW RAYMER 3 | 60643 | GROVER 4 | 1 | Closed | Line | NO | 33 | -10.5 | 34.6 | 160.2 | 21.6 | 0.14 | -1.1
25196 | CANOGA PARK 1 3 | 25483 | LOS ANGELES 52 3 | 1 | Closed | Line | NO | 267.2 | -40.4 | 270.2 | 1250.9 | 21.6 | 0.35 | -17.96
80067 | FABENS 1 | 80072 | EL PASO 33 1 | 1 | Closed | Line | NO | 35.3 | -1.2 | 35.3 | 163.5 | 21.6 | 0.04 | -0.33
60025 | WHITEWATER 3 | 60050 | MONTROSE 1 1 | 1 | Closed | Line | NO | -29.6 | -8.5 | 30.8 | 142.5 | 21.6 | 0.09 | -16.69
23284 | SAN JOAQUIN 1 1 | 26048 | FELLOWS 1 1 | 1 | Closed | Line | NO | 804.2 | -428.7 | 911.3 | 4223.3 | 21.6 | 2.42 | -678.65
20437 | OROVILLE 5 2 | 20436 | OROVILLE 5 1 | 1 | Closed | Transformer | YES | -306.3 | 43 | 309.3 | 1434 | 21.6 | 0.14 | 10.86
13579 | ESTACADA 2 4 | 13664 | SANDY 2 1 | 1 | Closed | Line | NO | -48.3 | -8.1 | 49 | 227.2 | 21.6 | 0.13 | -15.26
10838 | TACOMA 21 1 | 10196 | TACOMA 6 1 | 1 | Closed | Line | NO | -260.7 | -27.4 | 262.1 | 1216 | 21.6 | 0.32 | -10.56
25142 | BAKERSFIELD 16 1 | 26049 | FELLOWS 1 2 | 1 | Closed | Line | NO | -260.9 | -41.7 | 264.2 | 1225.4 | 21.6 | 0.79 | -43.08
60543 | COLORADO SPRINGS 29 1 | 60545 | COLORADO SPRINGS 30 1 | 1 | Closed | Line | NO | -4.5 | 26.2 | 26.6 | 123.8 | 21.6 | 0.03 | -0.11
28781 | REDLANDS 5 1 | 28847 | VICTORVILLE 7 1 | 1 | Closed | Line | NO | -879 | -129.1 | 888.4 | 4122.5 | 21.6 | 1.13 | -196.9
53204 | RESERVE 1 | 40664 | CLIFTON 1 1 | 1 | Closed | Line | NO | 34.7 | -5.4 | 35.1 | 163.1 | 21.5 | 0.45 | -2.17
13082 | EUGENE 3 1 | 13061 | DRAIN 1 | 1 | Closed | Line | NO | 44.6 | -17.9 | 48 | 222.9 | 21.5 | 0.33 | -1.56
70106 | GILLETTE 3 2 | 70185 | GILLETTE 8 3 | 1 | Closed | Line | NO | 45.2 | -17.7 | 48.5 | 225.2 | 21.5 | 0.01 | -0.09
21745 | GILROY 4 2 | 21640 | GILROY 3 2 | 1 | Closed | Line | NO | 13 | -34.9 | 37.3 | 173 | 21.5 | 0 | -0.03
77108 | WHITEHALL 3 | 77104 | SHERIDAN 3 1 | 1 | Closed | Line | NO | 46.4 | -24.4 | 52.5 | 243.7 | 21.5 | 0.51 | -3.03
30069 | SILVER SPRINGS 1 | 30334 | FALLON 6 1 | 1 | Closed | Line | NO | -54.9 | 2.9 | 55 | 266.9 | 21.5 | 0.51 | -12.22
50411 | BOUNTIFUL 3 1 | 50155 | NORTH SALT LAKE 1 | 1 | Closed | Line | NO | 57.9 | 14 | 59.5 | 276.8 | 21.5 | 0.05 | -0.43
40980 | CHLORIDE 2 2 | 40983 | CHLORIDE 2 5 | 1 | Closed | TransformerWinding | YES | 188.2 | 18.7 | 189.1 | 878.5 | 21.5 | 0.14 | 8.76
10562 | MALAGA 3 | 10719 | WENATCHEE 4 3 | 1 | Closed | Line | NO | -49 | -0.9 | 49 | 228.9 | 21.5 | 0.23 | -0.61
25097 | OXNARD 5 1 | 25115 | CAMARILLO 1 1 | 1 | Closed | Line | NO | -12.1 | 39.1 | 40.9 | 195.4 | 21.5 | 0.06 | -1.14
25260 | SHERMAN OAKS 1 1 | 25330 | STUDIO CITY 1 | 1 | Closed | Line | NO | 47.5 | 2.2 | 47.6 | 221.3 | 21.5 | 0.02 | -0.4
23451 | TRACY 8 2 | 23450 | TRACY 8 1 | 1 | Closed | Transformer | YES | -308.7 | 49.8 | 312.7 | 1455 | 21.5 | 0.11 | 8.67
13011 | COOS BAY 2 1 | 13004 | NORTH BEND 4 1 | 1 | Closed | Line | NO | 39.2 | 13.1 | 41.3 | 193.5 | 21.5 | 0.13 | -1.15
80013 | EL PASO 8 1 | 80032 | EL PASO 19 1 | 1 | Closed | Line | NO | 31.7 | 8.5 | 32.8 | 154 | 21.5 | 0.07 | -1.17
28857 | EL CAJON 8 3 | 29016 | SAN DIEGO 53 2 | 1 | Closed | Line | NO | -258.9 | -50.4 | 263.7 | 1227.5 | 21.5 | 0.55 | -8.96
77201 | GREAT FALLS 6 2 | 77269 | GREAT FALLS 8 2 | 1 | Closed | Line | NO | -48.6 | -2.8 | 48.6 | 226.8 | 21.5 | 0.09 | -0.16
23049 | STOCKTON 11 2 | 23051 | STOCKTON 11 4 | 1 | Closed | TransformerWinding | YES | -34.3 | -1.1 | 34.3 | 159.9 | 21.5 | 0.03 | 0.91
10388 | EVERETT 4 2 | 10277 | EDMONDS 3 1 | 1 | Closed | Line | NO | 46 | 1.1 | 46 | 214 | 21.5 | 0.04 | -0.26
13140 | NEWBERG 1 2 | 13141 | NEWBERG 2 1 | 1 | Closed | Line | NO | -24.1 | 35.6 | 43 | 206.8 | 21.5 | 0.07 | -1.67
30181 | LAS VEGAS 45 1 | 30339 | BOULDER CITY 4 2 | 1 | Closed | Line | NO | -56.3 | 5.9 | 56.6 | 267.1 | 21.5 | 0.17 | -4.16
23505 | JEAN 2 1 | 23509 | JEAN 2 5 | 1 | Closed | TransformerWinding | YES | 313.1 | -8.2 | 313.2 | 1462.9 | 21.5 | 0.28 | 19.45
25850 | ROSAMOND 3 1 | 25990 | LANCASTER 8 1 | 1 | Closed | Line | NO | 261.4 | 18.9 | 262.1 | 1226.3 | 21.5 | 0.4 | -15.08
20061 | REDDING 6 2 | 20059 | REDDING 5 1 | 1 | Closed | Line | NO | 48 | 1.3 | 48 | 223.8 | 21.5 | 0.04 | -0.84
74131 | TWIN FALLS 2 2 | 74130 | TWIN FALLS 2 1 | 1 | Closed | Transformer | YES | -38.7 | 45.4 | 59.7 | 278.1 | 21.5 | 0.01 | 0.84
25241 | TEHACHAPI 2 1 | 26046 | MOJAVE 12 1 | 1 | Closed | Line | NO | -46.6 | -4.8 | 46.8 | 218.1 | 21.5 | 0.07 | -2.37
26036 | OXNARD 13 2 | 26005 | OXNARD 12 1 | 1 | Closed | Line | NO | 202.5 | 147.1 | 250.3 | 1177 | 21.5 | 0.14 | -3.94
30303 | BATTLE MOUNTAIN 2 2 | 30094 | ELKO 2 | 1 | Closed | Line | NO | -44.7 | 24.4 | 51 | 276.9 | 21.4 | 0.74 | -13.8
70037 | RAWLINS 1 | 70182 | SINCLAIR 1 | 1 | Closed | Line | NO | -49.8 | -1.9 | 49.9 | 239.4 | 21.4 | 1.26 | 2.95
21496 | SAN JOSE 20 1 | 21685 | COYOTE 2 | 1 | Closed | Line | NO | -228.3 | 17.8 | 229 | 1073.9 | 21.4 | 0.23 | -9.72
40919 | DATELAND 2 1 | 40699 | DATELAND 1 2 | 1 | Closed | Line | NO | 31.3 | 0.6 | 31.3 | 146.2 | 21.4 | 0.08 | -0.79
50401 | MONA 2 2 | 50400 | MONA 2 1 | 1 | Closed | Transformer | YES | -165.9 | -28.8 | 168.4 | 789.3 | 21.4 | 0.04 | 3.87
50341 | VERNAL 1 2 | 50343 | VERNAL 1 4 | 1 | Closed | TransformerWinding | YES | -154.5 | 28.4 | 157.1 | 737.1 | 21.4 | -0.05 | -4.51
10364 | AUBURN 2 2 | 10295 | FEDERAL WAY 4 2 | 1 | Closed | Line | NO | -41.1 | -22.6 | 46.9 | 219.2 | 21.4 | 0.04 | 0.03
20194 | CARMICHAEL 1 3 | 20202 | ELK GROVE 6 2 | 1 | Closed | Line | NO | 46 | -1.8 | 46 | 215 | 21.4 | 0.04 | -0.54
30334 | FALLON 6 1 | 30335 | FALLON 6 2 | 1 | Closed | Transformer | YES | -29.6 | 0.6 | 29.6 | 138.4 | 21.4 | 0.02 | 0.63
25696 | ARCADIA 2 1 | 25661 | PICO RIVERA 2 1 | 1 | Closed | Line | NO | 3.4 | -34.7 | 34.9 | 163 | 21.4 | 0.01 | -0.32
13097 | SALEM 1 1 | 13196 | WOODBURN 2 1 | 1 | Closed | Line | NO | -46.3 | -11.5 | 47.7 | 222.8 | 21.4 | 0.17 | -1.55
13596 | OXBOW 2 3 | 74113 | GRANGEVILLE 1 | 1 | Closed | Line | NO | 47.4 | -10.9 | 48.6 | 227.2 | 21.4 | 0.65 | -5.32
77185 | LIBBY 2 1 | 77191 | LIBBY 2 7 | 1 | Closed | Transformer | YES | -90.2 | 7.4 | 90.5 | 422.7 | 21.4 | 0.05 | 2.26
40463 | SAN TAN VALLEY 4 1 | 40457 | SAN TAN VALLEY 1 1 | 1 | Closed | Line | NO | 32.8 | -1.3 | 32.8 | 153.3 | 21.4 | 0.07 | -0.2
60028 | CLIFTON 2 2 | 60021 | GRAND JUNCTION 5 1 | 1 | Closed | Line | NO | 34.5 | -0.1 | 34.5 | 161 | 21.4 | 0.14 | -0.47
30042 | RENO 15 2 | 30041 | RENO 15 1 | 1 | Closed | Transformer | YES | -93.2 | -29.7 | 97.8 | 461.7 | 21.4 | 0.05 | 2.99
21050 | SAN ANSELMO 1 | 21095 | SONOMA 2 1 | 1 | Closed | Line | NO | -18.9 | -35 | 39.8 | 185.9 | 21.4 | 0.04 | -7.98
13230 | PORTLAND 5 2 | 13232 | PORTLAND 5 4 | 1 | Closed | TransformerWinding | YES | -59.7 | 64.5 | 87.9 | 420.8 | 21.4 | -0.04 | -2.79
25560 | LONG BEACH 7 1 | 25419 | TORRANCE 7 1 | 1 | Closed | Line | NO | 44.9 | 16.6 | 47.9 | 223.9 | 21.4 | 0.02 | -0.02
26035 | OXNARD 13 1 | 26152 | TUPMAN 2 1 | 1 | Closed | Line | NO | -840.5 | -289 | 888.8 | 4158.6 | 21.4 | 2.01 | -429.49
10650 | SPOKANE 11 1 | 10636 | SPOKANE 3 1 | 1 | Closed | Line | NO | 40.4 | 23.2 | 46.6 | 218.2 | 21.4 | 0.05 | -0.19
50414 | HELPER 2 1 | 50417 | HELPER 2 4 | 1 | Closed | TransformerWinding | YES | 186.6 | -3.3 | 186.7 | 873.7 | 21.4 | 0.04 | 3.26
30001 | RENO 1 1 | 30002 | RENO 2 1 | 1 | Closed | Line | NO | -55.8 | 9.1 | 56.6 | 265 | 21.4 | 0.02 | -0.07
30444 | LAS VEGAS 78 8 | 30295 | LAS VEGAS 69 1 | 1 | Closed | Line | NO | -192.6 | -110 | 221.8 | 1038.6 | 21.4 | 0.1 | -4.01
50330 | LAPOINT 2 | 50325 | NEOLA 1 | 1 | Closed | Line | NO | 59.1 | -6.9 | 59.5 | 278.4 | 21.4 | 0.28 | -0.81
21286 | FAIRFIELD 2 1 | 21254 | VALLEJO 6 2 | 1 | Closed | Line | NO | 15.7 | -39.7 | 42.6 | 199.7 | 21.4 | 0.05 | -0.21
50074 | CLEARFIELD 1 1 | 50181 | BOUNTIFUL 2 1 | 1 | Closed | Line | NO | -50.6 | -23 | 55.6 | 260.2 | 21.4 | 0.1 | -5.97
10059 | LACEY 1 3 | 10462 | KENT 8 1 | 1 | Closed | Line | NO | 251.8 | 10.5 | 252 | 1228.3 | 21.4 | 0.7 | -65.22
25749 | COVINA 2 1 | 25738 | DUARTE 2 1 | 1 | Closed | Line | NO | -39.9 | 21.9 | 45.5 | 215.4 | 21.3 | 0.06 | -0.86
23266 | LEMOORE 3 2 | 23265 | LEMOORE 3 1 | 1 | Closed | Transformer | YES | -83.8 | -15.2 | 85.2 | 401 | 21.3 | 0.03 | 1.76
21097 | SAN FRANCISCO 9 1 | 21087 | DALY CITY 1 1 | 1 | Closed | Line | NO | -1.1 | -43.4 | 43.4 | 203.4 | 21.3 | 0.02 | -0.18
28464 | REDLANDS 4 1 | 28360 | COLTON 1 3 | 1 | Closed | Line | NO | 47.8 | 5 | 48 | 225.2 | 21.3 | 0.03 | 0.01
40186 | PHOENIX 16 1 | 40795 | PHOENIX 73 2 | 1 | Closed | Line | NO | -512.4 | -232.1 | 562.5 | 2637.4 | 21.3 | 0.66 | -24.55
23431 | LODI 6 1 | 21593 | ANTIOCH 5 1 | 1 | Closed | Line | NO | 859.1 | 121.4 | 867.7 | 4146.1 | 21.3 | 0.6 | -89.92
10087 | PORT LUDLOW 1 | 10121 | POULSBO 1 1 | 1 | Closed | Line | NO | -43.7 | 3.3 | 43.8 | 206.9 | 21.3 | 0.14 | -1.35
10669 | PULLMAN 1 1 | 10826 | POMEROY 1 3 | 1 | Closed | Line | NO | -47.1 | -6.1 | 47.5 | 223.4 | 21.3 | 0.11 | -0.11
60337 | DENVER 21 1 | 60863 | FREDERICK 6 | 1 | Closed | Line | NO | -108.1 | -49.4 | 118.9 | 558 | 21.3 | 0.35 | -5.81
40948 | HEBER 5 2 | 40947 | HEBER 5 1 | 1 | Closed | Transformer | YES | -126.3 | -71.1 | 144.9 | 688.2 | 21.3 | 0.05 | 3.31
25049 | GOLETA 1 2 | 25051 | GOLETA 1 4 | 1 | Closed | TransformerWinding | YES | -84 | -4.5 | 84.1 | 395.1 | 21.3 | 0 | -0.13
28772 | DESERT HOT SPRINGS 4 11 | 28781 | REDLANDS 5 1 | 1 | Closed | Line | NO | 844.9 | -26.6 | 845.3 | 4021.5 | 21.3 | 1.14 | -173.73
25267 | MARINA DEL REY 2 | 25381 | LOS ANGELES 20 1 | 1 | Closed | Line | NO | 40.7 | 21.6 | 46 | 216.5 | 21.3 | 0.04 | -0.18
10748 | BRIDGEPORT 2 | 11075 | PATEROS 2 | 1 | Closed | Line | NO | 259.5 | -17.6 | 260.1 | 1221.5 | 21.3 | 0.29 | -12.82
13529 | MORO 1 | 13575 | IONE 2 2 | 1 | Closed | Line | NO | -46 | 8.9 | 46.9 | 225.7 | 21.3 | 0.51 | -3.17
74066 | STAR 1 | 74093 | BOISE 7 3 | 1 | Closed | Line | NO | 50 | 5.4 | 50.3 | 237.7 | 21.3 | 0.09 | -3.16
21629 | SANTA CLARA 6 3 | 21741 | SAN JOSE 46 9 | 1 | Closed | Line | NO | -221.7 | 115.3 | 249.9 | 1182.5 | 21.3 | 0.12 | -3.68
77185 | LIBBY 2 1 | 77190 | LIBBY 2 6 | 1 | Closed | Transformer | YES | -89.7 | 7.5 | 90.1 | 423.1 | 21.3 | 0.04 | 2.4
20042 | REDDING 2 1 | 20051 | REDDING 3 2 | 1 | Closed | Line | NO | -40.7 | -19.7 | 45.2 | 212.5 | 21.3 | 0.03 | 0.01
20453 | YUBA CITY 7 2 | 20471 | YUBA CITY 10 1 | 1 | Closed | Line | NO | -47.3 | 2.6 | 47.3 | 222.5 | 21.3 | 0 | -0.02
25240 | TEHACHAPI 1 2 | 25967 | TEHACHAPI 5 2 | 1 | Closed | Line | NO | -44.5 | 0.9 | 44.5 | 211.2 | 21.3 | 0.1 | -4.77
50104 | EAGLE MOUNTAIN 1 | 50226 | SANTAQUIN 1 | 1 | Closed | Line | NO | -55.2 | -9.6 | 56.1 | 263.5 | 21.3 | 0.23 | -2.99
10794 | ANACORTES 2 1 | 10797 | ANACORTES 2 4 | 1 | Closed | Transformer | YES | -83 | -18.6 | 85.1 | 403.2 | 21.3 | 0.04 | 2.65
77140 | MISSOULA 3 1 | 77134 | MISSOULA 2 2 | 1 | Closed | Line | NO | -42 | -29.7 | 51.4 | 241.8 | 21.3 | 0.14 | -2.29
30345 | MOAPA 2 1 | 30424 | LAS VEGAS 75 8 | 1 | Closed | Line | NO | 211.7 | 105.7 | 236.6 | 1202.6 | 21.3 | 0.41 | -38.23
13229 | PORTLAND 5 1 | 13232 | PORTLAND 5 4 | 1 | Closed | TransformerWinding | YES | 115.9 | -40 | 122.6 | 593.6 | 21.3 | 0.15 | 10.17
74264 | PONDERAY 1 | 74266 | PONDERAY 3 | 1 | Closed | Transformer | YES | -12.7 | 0.9 | 12.7 | 59.9 | 21.3 | 0.01 | 0.24
28911 | SEELEY 1 | 28749 | CALEXICO 3 1 | 1 | Closed | Line | NO | -257.1 | -38.2 | 259.9 | 1223.2 | 21.2 | 0.19 | -7.86
20075 | CHICO 2 1 | 20519 | OROVILLE 6 1 | 1 | Closed | Line | NO | 43.5 | -20.5 | 48.1 | 226.3 | 21.2 | 0.12 | -2.65
11000 | GOLDENDALE 5 1 | 10680 | MATTAWA 2 1 | 1 | Closed | Line | NO | -825.8 | -296.5 | 877.4 | 4131 | 21.2 | 1.72 | -349.8
60200 | LOVELAND 1 1 | 60389 | JOHNSTOWN 1 | 1 | Closed | Line | NO | -32.6 | 11.5 | 34.6 | 164.2 | 21.2 | 0.04 | -0.6
28925 | NORTH PALM SPRINGS 4 2 | 28924 | NORTH PALM SPRINGS 4 1 | 1 | Closed | Transformer | YES | -84.1 | 2.4 | 84.2 | 396.5 | 21.2 | 0.05 | 2.74
40992 | ARLINGTON 11 2 | 40991 | ARLINGTON 11 1 | 1 | Closed | Transformer | YES | 143.4 | 11.6 | 143.9 | 677.7 | 21.2 | 0.04 | 2.34
30202 | NORTH LAS VEGAS 10 2 | 30224 | LAS VEGAS 60 1 | 1 | Closed | Line | NO | -57.3 | -14.3 | 59.1 | 278.1 | 21.2 | 0.05 | -0.82
13592 | ESTACADA 3 1 | 13667 | CASCADE LOCKS 2 | 1 | Closed | Line | NO | -275.1 | 35.9 | 277.4 | 1325 | 21.2 | 1.13 | -17.6
28223 | CORONA 4 2 | 28275 | RIVERSIDE 4 1 | 1 | Closed | Line | NO | 48 | -4 | 48.2 | 227.1 | 21.2 | 0.05 | -0.75
10168 | VANCOUVER 13 1 | 10761 | CAMAS 3 2 | 1 | Closed | Line | NO | -36 | 25.6 | 44.2 | 216 | 21.2 | 0.05 | -2.64
20308 | CAMINO 1 | 20436 | OROVILLE 5 1 | 1 | Closed | Line | NO | -839.3 | -98.5 | 845 | 4131 | 21.2 | 1.73 | -345.32
25103 | OXNARD 6 1 | 25156 | THOUSAND OAKS 2 1 | 1 | Closed | Line | NO | 228.1 | 96.2 | 247.6 | 1211.2 | 21.2 | 0.35 | -22.66
60203 | DENVER 2 1 | 60259 | DENVER 7 1 | 1 | Closed | Line | NO | 30.5 | 14.2 | 33.6 | 158.9 | 21.2 | 0.03 | -0.23
10818 | KETTLE FALLS 2 2 | 10817 | KETTLE FALLS 2 1 | 1 | Closed | Transformer | YES | -80.6 | -14.1 | 81.9 | 387.5 | 21.2 | 0.02 | 1.63
40848 | GILA BEND 4 2 | 40990 | GILA BEND 7 1 | 1 | Closed | Line | NO | -17.3 | 18.9 | 25.7 | 123.2 | 21.2 | 0.03 | -0.59
60842 | DENVER 57 7 | 60725 | DENVER 55 2 | 1 | Closed | Line | NO | -121.3 | 12.7 | 122 | 577 | 21.2 | 0.36 | 0.08
23094 | CERES 2 1 | 23104 | TURLOCK 1 1 | 1 | Closed | Line | NO | 44.4 | -10.1 | 45.6 | 215 | 21.2 | 0.04 | -0.11
60063 | MEEKER 1 | 60011 | RANGELY 1 | 1 | Closed | Line | NO | 34.1 | -6.1 | 34.7 | 163.6 | 21.2 | 0.56 | -5.03
28210 | SAN JUAN CAPISTRANO 1 3 | 28197 | MISSION VIEJO 4 1 | 1 | Closed | Line | NO | 6 | 33.8 | 34.4 | 164.9 | 21.2 | 0.01 | -0.59
13065 | MCMINNVILLE 2 1 | 13104 | DAYTON 6 1 | 1 | Closed | Line | NO | -41.3 | -21.9 | 46.7 | 220.5 | 21.2 | 0.14 | -0.31
50408 | MILFORD 3 3 | 50407 | MILFORD 3 2 | 1 | Closed | Transformer | YES | -18 | 60.1 | 62.7 | 296.2 | 21.2 | 0.01 | 0.92
74152 | PAUL 2 | 74324 | MURTAUGH 2 | 1 | Closed | Line | NO | -38.6 | 25 | 46 | 222.7 | 21.2 | 0.24 | -1.81
74235 | CLARK FORK 2 | 74063 | SANDPOINT 1 | 1 | Closed | Line | NO | 50.7 | -5.6 | 51 | 240.8 | 21.2 | 0.35 | -6.01
40003 | YUMA 1 1 | 40861 | YUMA 7 1 | 1 | Closed | Line | NO | -31.7 | 3.3 | 31.9 | 151.1 | 21.2 | 0.11 | -0.17
77221 | HUNGRY HORSE 1 | 77224 | HUNGRY HORSE 4 | 1 | Closed | Transformer | YES | -90.9 | -15.3 | 92.2 | 437.5 | 21.2 | 0.03 | 2.19
10628 | MEDICAL LAKE 1 | 10676 | GREENACRES 1 | 1 | Closed | Line | NO | -43.5 | -19.1 | 47.4 | 224.1 | 21.2 | 0.11 | -23.42
25884 | LANCASTER 7 1 | 26058 | SUN VALLEY 2 1 | 1 | Closed | Line | NO | 807.6 | 73.6 | 811 | 4123.4 | 21.2 | 0.98 | -260.21
10116 | OAK HARBOR 1 1 | 10397 | EVERETT 5 1 | 1 | Closed | Line | NO | 45.2 | 5.8 | 45.6 | 221.6 | 21.2 | 0.16 | -7.17
40107 | SURPRISE 4 1 | 40991 | ARLINGTON 11 1 | 1 | Closed | Line | NO | -571.6 | -219.6 | 612.3 | 2892.5 | 21.2 | 1.77 | -56.94
10979 | ELLENSBURG 4 1 | 10981 | ELLENSBURG 4 3 | 1 | Closed | Transformer | YES | -97.6 | -18.3 | 99.3 | 471.1 | 21.2 | 0.03 | 2.08
60200 | LOVELAND 1 1 | 60249 | LONGMONT 4 1 | 1 | Closed | Line | NO | -17.8 | -23.8 | 29.7 | 140.5 | 21.2 | 0.04 | -1.02
28613 | CHULA VISTA 8 1 | 29059 | SAN DIEGO 54 1 | 1 | Closed | Line | NO | -47.6 | 1.7 | 47.6 | 226.3 | 21.2 | 0.08 | -3.09
26142 | SANTA MARGARITA 2 1 | 26160 | MC KITTRICK 2 1 | 1 | Closed | Line | NO | 844.3 | 52.9 | 845.9 | 4129.1 | 21.2 | 0.75 | -174.31
53147 | SOCORRO 1 | 53054 | MOUNTAINAIR 1 | 1 | Closed | Line | NO | -32 | 4.5 | 32.3 | 162.2 | 21.2 | 0.3 | -7.15
25850 | ROSAMOND 3 1 | 25897 | ROSAMOND 4 4 | 1 | Closed | Line | NO | -258.1 | -7.9 | 258.2 | 1222 | 21.2 | 0.34 | -5.68
23092 | IONE 3 1 | 23109 | VALLEY SPRINGS 1 | 1 | Closed | Line | NO | 45.6 | 12 | 47.1 | 226.9 | 21.1 | 0.06 | -3.24
25885 | LANCASTER 7 2 | 25990 | LANCASTER 8 1 | 1 | Closed | Line | NO | 261 | -29.8 | 262.7 | 1242.5 | 21.1 | 0.31 | -8.48
10443 | MOUNT VERNON 3 2 | 10471 | LAKE STEVENS 1 2 | 1 | Closed | Line | NO | 43.3 | -20.2 | 47.8 | 226.2 | 21.1 | 0.14 | -8.63
50067 | HERRIMAN 2 1 | 50066 | HERRIMAN 1 2 | 1 | Closed | Line | NO | -58.5 | -13 | 60 | 283.8 | 21.1 | 0.03 | -0.34
77014 | BILLINGS 1 1 | 77031 | JOLIET 1 | 1 | Closed | Line | NO | 52 | -11.1 | 53.1 | 251.4 | 21.1 | 0.33 | -7.02
40156 | PHOENIX 7 1 | 40101 | GOODYEAR 3 3 | 1 | Closed | Line | NO | 26.4 | 17.1 | 31.5 | 149.1 | 21.1 | 0.04 | -0.16
53127 | RIO RANCHO 1 1 | 53140 | RIO RANCHO 4 1 | 1 | Closed | Line | NO | -35 | -1.8 | 35 | 166.2 | 21.1 | 0.11 | -0.92
30170 | NORTH LAS VEGAS 3 1 | 30110 | LAS VEGAS 10 1 | 1 | Closed | Line | NO | 55.5 | 8 | 56 | 265.3 | 21.1 | 0.04 | -0.3
10614 | CONNELL 1 | 10943 | KAHLOTUS 3 | 1 | Closed | Line | NO | -46.7 | 0.5 | 46.7 | 222.2 | 21.1 | 0.2 | -0.47
20130 | MARYSVILLE 5 1 | 20522 | FORBESTOWN 2 3 | 1 | Closed | Line | NO | -46.2 | -4.9 | 46.5 | 220.9 | 21.1 | 0.33 | -2.19
70135 | CHEYENNE 7 1 | 60885 | WELLINGTON 4 2 | 1 | Closed | Line | NO | 239.1 | 87 | 254.5 | 1235.9 | 21.1 | 0.76 | -19.02
10466 | SNOHOMISH 1 1 | 10412 | BOTHELL 6 1 | 1 | Closed | Line | NO | -43.3 | -16.7 | 46.4 | 219.9 | 21.1 | 0.09 | -0.32
20522 | FORBESTOWN 2 3 | 20382 | FORBESTOWN 1 1 | 1 | Closed | Line | NO | -46.6 | -2.7 | 46.6 | 221.3 | 21.1 | 0.08 | -0.22
60812 | MONTROSE 5 2 | 60806 | MONTROSE 4 3 | 1 | Closed | Line | NO | -24.9 | -22.1 | 33.3 | 157.7 | 21.1 | 0.09 | -0.96
30346 | MOAPA 2 2 | 30345 | MOAPA 2 1 | 1 | Closed | Transformer | YES | -81.5 | -6.7 | 81.8 | 388.9 | 21.1 | 0.04 | 2.44
70112 | ROCK RIVER 1 1 | 70114 | ROCK RIVER 1 3 | 1 | Closed | Transformer | YES | -86.2 | -19.3 | 88.3 | 421.9 | 21.1 | 0.04 | 2.67
25495 | WILMINGTON 2 1 | 25989 | WILMINGTON 3 3 | 1 | Closed | Line | NO | -42.3 | -23.6 | 48.4 | 229.6 | 21.1 | 0.05 | -0.99
40074 | BUCKEYE 3 1 | 40965 | GILA BEND 6 10 | 1 | Closed | Line | NO | -589.5 | -53.9 | 591.9 | 2806.4 | 21.1 | 1.16 | -52.66
50268 | LOA 1 | 50248 | RICHFIELD 1 | 1 | Closed | Line | NO | -60.4 | -15.2 | 62.3 | 296.7 | 21.1 | 0.34 | -0.51
21657 | SUISUN CITY 3 3 | 21682 | BIRDS LANDING 3 4 | 1 | Closed | Line | NO | -250.1 | 6.9 | 250.2 | 1188.7 | 21.1 | 0.1 | -5.75
60429 | COLORADO SPRINGS 4 3 | 60501 | COLORADO SPRINGS 15 1 | 1 | Closed | Line | NO | 27.3 | -18.5 | 33 | 156.6 | 21.1 | 0.03 | -0.09
74273 | AHSAHKA 2 | 74106 | OROFINO 1 | 1 | Closed | Line | NO | 50.4 | -2.2 | 50.4 | 239.3 | 21.1 | 0.06 | -0.71
26094 | LONG BEACH 27 1 | 26101 | LONG BEACH 27 8 | 1 | Closed | Transformer | YES | -318.9 | -142.7 | 349.4 | 1676.4 | 21.1 | 0.11 | 8.74
20437 | OROVILLE 5 2 | 20381 | STRAWBERRY VALLEY 4 3 | 1 | Closed | Line | NO | -267 | 19.9 | 267.7 | 1279.6 | 21.1 | 0.33 | -14.2
25486 | CARSON 3 1 | 25989 | WILMINGTON 3 3 | 3 | Closed | Line | NO | -58.2 | -16.1 | 60.4 | 286.9 | 21.1 | 0.05 | -0.91
25486 | CARSON 3 1 | 25989 | WILMINGTON 3 3 | 2 | Closed | Line | NO | -58.2 | -16.1 | 60.4 | 286.9 | 21.1 | 0.05 | -0.91
25486 | CARSON 3 1 | 25989 | WILMINGTON 3 3 | 1 | Closed | Line | NO | -58.2 | -16.1 | 60.4 | 286.9 | 21.1 | 0.05 | -0.91
80022 | EL PASO 14 1 | 80037 | EL PASO 23 1 | 1 | Closed | Line | NO | 26.3 | 19.1 | 32.5 | 155.2 | 21.1 | 0.06 | -0.38
50163 | FARMINGTON 1 1 | 50068 | SYRACUSE 1 | 1 | Closed | Line | NO | 515.9 | 67.4 | 520.3 | 2491.2 | 21.1 | 0.46 | -28.91
28833 | MECCA 2 1 | 28684 | COACHELLA 2 1 | 1 | Closed | Line | NO | 257.4 | 7.9 | 257.5 | 1225.2 | 21 | 0.32 | -12.28
25739 | LA HABRA 1 1 | 28053 | FULLERTON 3 1 | 1 | Closed | Line | NO | -41.5 | -19.4 | 45.9 | 217.9 | 21 | 0.05 | -0.85
13035 | MERLIN 1 | 13059 | GRANTS PASS 3 2 | 1 | Closed | Line | NO | 45.8 | -5.6 | 46.2 | 219.4 | 21 | 0.14 | -5.2
60753 | COMMERCE CITY 3 2 | 60831 | KEENESBURG 2 2 | 1 | Closed | Line | NO | -111.6 | 23.2 | 114 | 554.1 | 21 | 0.14 | -10.04
60259 | DENVER 7 1 | 60283 | ARVADA 8 3 | 1 | Closed | Line | NO | -33.4 | 6.7 | 34.1 | 162.2 | 21 | 0.03 | -0.18
10367 | PUYALLUP 7 1 | 10364 | AUBURN 2 2 | 1 | Closed | Line | NO | 45.3 | -9.6 | 46.3 | 220.1 | 21 | 0.01 | -0.76
26094 | LONG BEACH 27 1 | 26100 | LONG BEACH 27 7 | 1 | Closed | Transformer | YES | -318.9 | -144.9 | 350.3 | 1679.3 | 21 | 0.09 | 6.59
40932 | JOSEPH CITY 2 2 | 40955 | PHOENIX 76 3 | 1 | Closed | Line | NO | 609.7 | -159.6 | 630.2 | 2996.9 | 21 | 5.7 | -326.6
10542 | YAKIMA 6 1 | 10544 | YAKIMA 7 2 | 1 | Closed | Line | NO | -46.4 | -9.7 | 47.5 | 226 | 21 | 0.09 | -0.11
10415 | KENT 3 2 | 10393 | AUBURN 3 1 | 1 | Closed | Line | NO | 45 | 34.4 | 56.7 | 270.3 | 21 | 0.01 | -0.29
28695 | IMPERIAL 1 1 | 28835 | BRAWLEY 3 1 | 1 | Closed | Line | NO | -47.4 | 1.1 | 47.4 | 226 | 21 | 0.07 | -0.48
40727 | DOUGLAS 2 1 | 40667 | DOUGLAS 1 2 | 1 | Closed | Line | NO | -30.1 | 11.7 | 32.3 | 156.9 | 21 | 0.28 | -1.14
53021 | CARRIZOZO 1 | 53017 | ALTO 2 | 1 | Closed | Line | NO | 33.8 | -6 | 34.3 | 163.4 | 21 | 0.32 | -3.3
50356 | OREM 6 1 | 50359 | OREM 6 4 | 1 | Closed | TransformerWinding | YES | 166.7 | 23 | 168.3 | 801 | 21 | 0.1 | 7.44
13517 | WASCO 2 2 | 10800 | GOLDENDALE 3 1 | 1 | Closed | Line | NO | -47.2 | 5.1 | 47.4 | 227.1 | 21 | 0.13 | -1.11
30033 | RENO 14 1 | 30032 | RENO 13 1 | 1 | Closed | Line | NO | 52 | 16.5 | 54.5 | 259.7 | 21 | 0.03 | -0.26
25266 | MARINA DEL REY 1 | 25334 | NORTH HOLLYWOOD 2 3 | 1 | Closed | Line | NO | -258.1 | -34.5 | 260.4 | 1240 | 21 | 0.41 | -15.34
26094 | LONG BEACH 27 1 | 26099 | LONG BEACH 27 6 | 1 | Closed | Transformer | YES | -318.9 | -141.9 | 349.1 | 1682 | 21 | 0.12 | 9.55
30387 | SPARKS 9 1 | 30313 | VALMY 1 | 1 | Closed | Line | NO | -365.5 | -652.7 | 748.1 | 4016.1 | 21 | 1.28 | -1411.78
26094 | LONG BEACH 27 1 | 26098 | LONG BEACH 27 5 | 1 | Closed | Transformer | YES | -318.9 | -141.5 | 348.9 | 1682.3 | 21 | 0.14 | 9.94
40407 | GILBERT 6 1 | 40437 | MESA 20 1 | 1 | Closed | Line | NO | 31.9 | 0 | 31.9 | 152.2 | 21 | 0.04 | -0.13
26151 | LANCASTER 9 2 | 25944 | SANTA CLARITA 4 1 | 1 | Closed | Line | NO | 46.4 | 0 | 46.4 | 221.2 | 21 | 0.18 | -1.86
25352 | REDONDO BEACH 3 1 | 25454 | LOS ANGELES 43 1 | 1 | Closed | Line | NO | -36.4 | -25.6 | 44.5 | 212.2 | 21 | 0.02 | -0.12
20137 | SACRAMENTO 13 1 | 20289 | MCCLELLAN 2 | 1 | Closed | Line | NO | -44 | -12.5 | 45.8 | 218.3 | 21 | 0.05 | -0.02
21027 | SANTA ROSA 4 2 | 21006 | SEBASTOPOL 2 1 | 1 | Closed | Line | NO | 48.2 | -3 | 48.3 | 230.4 | 21 | 0.03 | -0.01
25771 | AZUSA 2 5 | 25774 | LANCASTER 6 1 | 1 | Closed | Line | NO | -242.7 | -48.5 | 247.5 | 1179.8 | 21 | 0.78 | -26.57
28191 | UPLAND 2 1 | 28199 | CORONA 1 1 | 1 | Closed | Line | NO | 46 | 5.6 | 46.3 | 222.7 | 21 | 0.15 | -3.52
50394 | BEAVER 2 3 | 50040 | FILLMORE 2 1 | 1 | Closed | Line | NO | -55.4 | 12.5 | 56.8 | 284.7 | 21 | 0.33 | -8.93
10416 | KENT 4 1 | 10475 | BUCKLEY 1 | 1 | Closed | Line | NO | -47 | -3.4 | 47.1 | 224.6 | 21 | 0.1 | -2.27
26094 | LONG BEACH 27 1 | 26097 | LONG BEACH 27 4 | 1 | Closed | Transformer | YES | -318.9 | -140.7 | 348.6 | 1684.8 | 21 | 0.13 | 10.71
13569 | ARLINGTON 5 1 | 13617 | ARLINGTON 7 2 | 1 | Closed | Line | NO | 45.8 | 8.9 | 46.6 | 222.7 | 21 | 0.07 | -0.62
74160 | POCATELLO 1 1 | 74165 | POCATELLO 3 1 | 1 | Closed | Line | NO | 46.8 | -7.3 | 47.3 | 225.8 | 21 | 0.19 | -1.42
11048 | VANCOUVER 18 1 | 13302 | PORTLAND 33 1 | 1 | Closed | Line | NO | 227.8 | 100.8 | 249.1 | 1217.2 | 21 | 0.27 | -14.52
60050 | MONTROSE 1 1 | 60060 | MONTROSE 2 2 | 1 | Closed | Line | NO | -27.8 | 15.1 | 31.6 | 154.5 | 21 | 0.07 | -1.39
26075 | WHITTIER 9 1 | 25877 | LA PUENTE 5 2 | 1 | Closed | Line | NO | -215.1 | -128.1 | 250.4 | 1194.9 | 21 | 0.18 | -4.34
13601 | IDLEYLD PARK 2 1 | 13679 | IDLEYLD PARK 5 1 | 1 | Closed | Line | NO | -46.3 | 3 | 46.4 | 221.7 | 21 | 0.03 | -0.03
28739 | DESERT CENTER 3 | 28697 | TWENTYNINE PALMS 2 1 | 1 | Closed | Line | NO | 49.1 | 0.4 | 49.2 | 234.7 | 20.9 | 0.41 | -2.73
10801 | KIRKLAND 5 1 | 10866 | NORTH BEND 2 1 | 1 | Closed | Line | NO | 46.8 | -4 | 47 | 224.4 | 20.9 | 0.15 | -0.06
13005 | BROOKINGS 1 | 20008 | MCKINLEYVILLE 1 | 1 | Closed | Line | NO | 44.1 | -15.2 | 46.6 | 222.8 | 20.9 | 0.99 | -8.7
40110 | SURPRISE 6 1 | 40146 | PEORIA 7 1 | 1 | Closed | Line | NO | 32.3 | 2.1 | 32.3 | 154.5 | 20.9 | 0.04 | -0.14
20335 | POLLOCK PINES 3 1 | 20338 | POLLOCK PINES 3 4 | 1 | Closed | TransformerWinding | YES | 96.1 | -27.2 | 99.9 | 479.4 | 20.9 | 0.03 | 1.47
10411 | BOTHELL 5 1 | 10356 | LYNNWOOD 5 1 | 1 | Closed | Line | NO | 44 | 70.8 | 83.3 | 400 | 20.9 | 0.07 | -0.46
50039 | PANGUITCH 3 | 50033 | BEAVER 1 2 | 1 | Closed | Line | NO | -59.4 | 4.8 | 59.6 | 291.9 | 20.9 | 0.44 | -7.15
28011 | WESTMINSTER 2 1 | 28035 | ANAHEIM 4 1 | 1 | Closed | Line | NO | 189.7 | 141.2 | 236.5 | 1176.3 | 20.9 | 0.21 | -14.95
30029 | RENO 11 1 | 30059 | SPARKS 5 1 | 1 | Closed | Line | NO | 8.7 | 47.3 | 48.1 | 248 | 20.9 | 0.04 | -3.74
77229 | HELENA 4 2 | 77099 | EAST HELENA 1 | 1 | Closed | Line | NO | 46.9 | 12.9 | 48.6 | 234.2 | 20.9 | 0.04 | -1.02
26072 | TAFT 2 2 | 26071 | TAFT 2 1 | 1 | Closed | Transformer | YES | -83 | 3.8 | 83.1 | 398.2 | 20.9 | 0.02 | 1.47
25706 | ARCADIA 4 1 | 25703 | WHITTIER 3 1 | 1 | Closed | Line | NO | -35.2 | -27.6 | 44.8 | 214.7 | 20.9 | 0.03 | 0.01
21430 | SAN JOSE 4 1 | 21378 | SUNNYVALE 5 3 | 1 | Closed | Line | NO | 19.6 | 32.1 | 37.6 | 180.8 | 20.8 | 0.01 | -0.14
60050 | MONTROSE 1 1 | 60737 | NUCLA 4 | 1 | Closed | Line | NO | -29.2 | -8.3 | 30.4 | 145.9 | 20.8 | 0.19 | -5.39
21227 | OAKLAND 7 3 | 21210 | BERKELEY 4 1 | 1 | Closed | Line | NO | -42.7 | -14.5 | 45 | 216.1 | 20.8 | 0.05 | -0.31
70011 | DUBOIS 1 | 70015 | CODY 1 | 1 | Closed | Line | NO | -50.3 | 16 | 52.8 | 258.8 | 20.8 | 1.07 | -0.35
50460 | DUTCH JOHN 3 | 50459 | DUTCH JOHN 2 | 1 | Closed | Transformer | YES | 10.2 | -11.8 | 15.6 | 75.8 | 20.8 | 0.01 | 0.32
60278 | DENVER 10 5 | 60684 | PLATTEVILLE 2 3 | 1 | Closed | Line | NO | -108.1 | -52.8 | 120.3 | 577.7 | 20.8 | 0.37 | -21.56
40656 | CHINLE 2 | 40655 | CHINLE 1 | 1 | Closed | Transformer | YES | -151.6 | 17.7 | 152.6 | 732.8 | 20.8 | 0.05 | 3.87
40536 | TUCSON 29 1 | 40563 | TUCSON 42 2 | 1 | Closed | Line | NO | -26.3 | -16.7 | 31.1 | 149.6 | 20.8 | 0.06 | -2.54
60407 | LARKSPUR 1 | 60459 | CASTLE ROCK 4 1 | 1 | Closed | Line | NO | -30.3 | -9.2 | 31.7 | 152.3 | 20.8 | 0.09 | -1.13
40499 | KAIBETO 1 | 40785 | PAGE 2 3 | 1 | Closed | Line | NO | -31.8 | 1.4 | 31.8 | 154 | 20.8 | 0.24 | -0.43
25356 | NORTH HOLLYWOOD 5 1 | 25291 | LOS ANGELES 4 1 | 1 | Closed | Line | NO | 10.5 | 35.9 | 37.4 | 181.7 | 20.8 | 0.02 | -0.45
60142 | ESTES PARK 1 1 | 60145 | BELLVUE 3 | 1 | Closed | Line | NO | -33.9 | -0.1 | 33.9 | 163.8 | 20.8 | 0.16 | -0.99
60295 | WESTMINSTER 4 1 | 60380 | THORNTON 2 1 | 1 | Closed | Line | NO | 29 | 14.1 | 32.3 | 155.6 | 20.8 | 0.05 | -0.34
60268 | LITTLETON 4 1 | 60335 | LITTLETON 11 2 | 1 | Closed | Line | NO | 31.7 | -10.7 | 33.5 | 160.8 | 20.8 | 0.05 | -2.52
10092 | VANCOUVER 2 1 | 10148 | VANCOUVER 11 1 | 1 | Closed | Line | NO | 45.7 | -13.5 | 47.6 | 229 | 20.8 | 0.06 | -0.56
28092 | ANAHEIM 10 2 | 28083 | FULLERTON 5 3 | 1 | Closed | Line | NO | -40.9 | -23.8 | 47.3 | 227.4 | 20.8 | 0.03 | -0.16
11013 | GRAND COULEE 3 | 10611 | COULEE DAM 2 | 1 | Closed | Line | NO | 46.7 | -5.4 | 47 | 226.1 | 20.8 | 0.13 | -0.99
25624 | PASADENA 3 1 | 25696 | ARCADIA 2 1 | 1 | Closed | Line | NO | 34.2 | -27.3 | 43.7 | 210.4 | 20.8 | 0.05 | -0.89
20230 | FAIR OAKS 2 2 | 20232 | ROSEVILLE 6 1 | 1 | Closed | Line | NO | 44.5 | 7.8 | 45.1 | 217.5 | 20.8 | 0.05 | -0.56
13340 | PORTLAND 45 1 | 10762 | CAMAS 3 3 | 1 | Closed | Line | NO | -208.9 | -135.5 | 249 | 1198.3 | 20.8 | 0.25 | -7.28
70187 | KEMMERER 3 1 | 70189 | KEMMERER 3 3 | 1 | Closed | Transformer | YES | -14.4 | 2.7 | 14.6 | 70.4 | 20.8 | 0.02 | 0.39
40909 | TONOPAH 4 1 | 40846 | PHOENIX 74 7 | 1 | Closed | Line | NO | -813.6 | 83.7 | 817.9 | 4013.8 | 20.8 | 0.42 | -97.21
20297 | MAXWELL 2 | 20404 | WOODLAND 5 5 | 1 | Closed | Line | NO | 251.6 | -25.9 | 252.9 | 1217.5 | 20.8 | 1.46 | -59.68
77028 | HAYS 1 | 77025 | HARLEM 1 | 1 | Closed | Line | NO | 48.4 | -10.4 | 49.5 | 238.1 | 20.8 | 0.38 | -3.91
29041 | HUNTINGTON BEACH 7 3 | 28063 | COSTA MESA 2 1 | 1 | Closed | Line | NO | 45.5 | 9.2 | 46.4 | 223.4 | 20.8 | 0.06 | -0.36
28644 | ALPINE 1 1 | 28634 | EL CAJON 6 2 | 1 | Closed | Line | NO | -44.4 | 16.6 | 47.4 | 229.5 | 20.8 | 0.08 | -0.47
21616 | LIVERMORE 5 2 | 21586 | TRACY 3 1 | 1 | Closed | Line | NO | 45.9 | 14.4 | 48.1 | 231.5 | 20.8 | 0.08 | 0.05
40668 | SAFFORD 1 | 40876 | SPRINGERVILLE 2 2 | 1 | Closed | Line | NO | -603.6 | -120.9 | 615.6 | 2975.8 | 20.8 | 6.47 | -218.94
21528 | SAN JOSE 28 2 | 21547 | SAN JOSE 38 1 | 1 | Closed | Line | NO | 41.8 | -14.5 | 44.2 | 212.9 | 20.8 | 0.09 | -1.24
20407 | POLLOCK PINES 5 3 | 20408 | POLLOCK PINES 5 4 | 1 | Closed | TransformerWinding | YES | 21.6 | -1.2 | 21.7 | 104.6 | 20.8 | 0.02 | 0.55
10701 | CLE ELUM 2 5 | 10979 | ELLENSBURG 4 1 | 1 | Closed | Line | NO | -247.7 | -10.6 | 247.9 | 1197.6 | 20.8 | 0.85 | -12.64
13285 | PORTLAND 21 1 | 13301 | PORTLAND 32 1 | 1 | Closed | Line | NO | 45.3 | -7.4 | 45.9 | 221 | 20.8 | 0.02 | -0.67
20139 | SACRAMENTO 14 1 | 20133 | SACRAMENTO 10 1 | 1 | Closed | Line | NO | 43.1 | -17.1 | 46.4 | 223.8 | 20.7 | 0.02 | -0.21
10054 | PORT TOWNSEND 1 | 10087 | PORT LUDLOW 1 | 1 | Closed | Line | NO | -44.3 | -16.2 | 47.2 | 227.7 | 20.7 | 0.21 | -5.35
20357 | STRAWBERRY VALLEY 3 1 | 20294 | BELDEN 1 | 1 | Closed | Line | NO | -33.1 | -25.2 | 41.6 | 200.8 | 20.7 | 0.1 | -0.61
25557 | LONG BEACH 6 1 | 28158 | LAGUNA NIGUEL 1 4 | 1 | Closed | Line | NO | 172.4 | 154.9 | 231.8 | 1229.3 | 20.7 | 0.39 | -33.26
28273 | RIVERSIDE 3 1 | 28306 | RIVERSIDE 12 1 | 1 | Closed | Line | NO | 36.9 | 26 | 45.1 | 217.7 | 20.7 | 0.04 | -0.05
20499 | REDDING 12 3 | 20501 | REDDING 12 5 | 1 | Closed | TransformerWinding | YES | 24.5 | 0.8 | 24.5 | 118.6 | 20.7 | 0.03 | 0.85
23412 | SHAVER LAKE 2 1 | 23418 | SHAVER LAKE 2 7 | 1 | Closed | Transformer | YES | -350.8 | -29.5 | 352.1 | 1711.2 | 20.7 | 0.16 | 12.88
20497 | REDDING 12 1 | 20502 | REDDING 12 6 | 1 | Closed | Transformer | YES | -72.5 | -34.8 | 80.4 | 394.5 | 20.7 | 0.05 | 2.29
13619 | ARLINGTON 7 4 | 13675 | BOARDMAN 3 1 | 1 | Closed | Line | NO | -238.9 | 17.9 | 239.6 | 1202.1 | 20.7 | 0.72 | -47.07
28713 | BLYTHE 1 1 | 28881 | BLYTHE 2 3 | 1 | Closed | Line | NO | -41.4 | -19.3 | 45.6 | 221 | 20.7 | 0.13 | -1.21
10240 | SEATTLE 6 2 | 10306 | SEATTLE 26 1 | 1 | Closed | Line | NO | -45.2 | -8 | 45.9 | 222.3 | 20.7 | 0.05 | -0.35
10681 | MATTAWA 2 2 | 10680 | MATTAWA 2 1 | 1 | Closed | Transformer | YES | -287.6 | -36.8 | 289.9 | 1409.3 | 20.6 | 0.09 | 6.83
25860 | CANTIL 2 | 25899 | TEHACHAPI 3 1 | 1 | Closed | Line | NO | -45.2 | -4.2 | 45.4 | 220.4 | 20.6 | 0.11 | -0.22
60375 | LITTLETON 14 2 | 60393 | LITTLETON 18 1 | 1 | Closed | Line | NO | -26.1 | -17.7 | 31.5 | 152.7 | 20.6 | 0.01 | -0.06
20040 | REDDING 1 1 | 20051 | REDDING 3 2 | 1 | Closed | Line | NO | -39.4 | 21.5 | 44.9 | 219.6 | 20.6 | 0.08 | -0.63
28418 | PERRIS 4 1 | 28308 | RIVERSIDE 13 1 | 1 | Closed | Line | NO | 26.7 | 41 | 48.9 | 244.9 | 20.6 | 0.04 | -1.95
10618 | RITZVILLE 1 | 10968 | SPOKANE 22 1 | 1 | Closed | Line | NO | 40.7 | -13.7 | 43 | 208.4 | 20.6 | 0.15 | -25.42
60375 | LITTLETON 14 2 | 60359 | ENGLEWOOD 2 3 | 1 | Closed | Line | NO | -28.4 | -15 | 32.1 | 155.7 | 20.6 | 0.02 | -0.08
13432 | WALLA WALLA 2 2 | 13434 | WALLA WALLA 2 4 | 1 | Closed | TransformerWinding | YES | -80 | -12.3 | 81 | 393.6 | 20.6 | 0.02 | 1.05
40851 | TUCSON 50 1 | 40830 | CHANDLER 14 12 | 1 | Closed | Line | NO | -831.2 | -113.2 | 838.8 | 4109.7 | 20.6 | 1.59 | -267.9
13064 | MCMINNVILLE 1 1 | 13218 | PORTLAND 3 3 | 1 | Closed | Line | NO | -45.1 | 2.5 | 45.2 | 223.6 | 20.6 | 0.14 | -6.04
30288 | FALLON 3 2 | 30309 | FALLON 5 1 | 1 | Closed | Line | NO | -45.1 | -34.3 | 56.7 | 275.2 | 20.6 | 0.08 | -0.57
21078 | SAN FRANCISCO 4 2 | 21111 | SAN FRANCISCO 14 3 | 1 | Closed | Line | NO | -6.9 | 40.6 | 41.2 | 201.2 | 20.6 | 0.02 | -0.22
10730 | SHELTON 3 1 | 10733 | SHELTON 3 4 | 1 | Closed | TransformerWinding | YES | 112.6 | 4 | 112.7 | 547 | 20.6 | 0.04 | 2.15
28422 | VISTA 5 1 | 28481 | ESCONDIDO 1 1 | 1 | Closed | Line | NO | 44 | 12.3 | 45.7 | 222.4 | 20.6 | 0.07 | -0.77
40184 | PHOENIX 15 1 | 40169 | GLENDALE 20 1 | 1 | Closed | Line | NO | -19.5 | -21.6 | 29.1 | 141.2 | 20.6 | 0.01 | -0.36
28688 | BORREGO SPRINGS 1 | 29053 | CALIPATRIA 10 4 | 1 | Closed | Line | NO | -46.6 | -3.3 | 46.7 | 228.1 | 20.6 | 0.23 | -6.94
40366 | CHANDLER 8 3 | 40369 | CHANDLER 10 2 | 1 | Closed | Line | NO | -29.2 | 14 | 32.4 | 158.1 | 20.6 | 0.14 | -0.02
40366 | CHANDLER 8 3 | 40369 | CHANDLER 10 2 | 2 | Closed | Line | NO | -29.2 | 14 | 32.4 | 158.1 | 20.6 | 0.14 | -0.02
21069 | CORTE MADERA 1 | 21055 | GREENBRAE 1 | 1 | Closed | Line | NO | -17 | -38.4 | 42 | 204.1 | 20.6 | 0.04 | -0.35
50000 | ENTERPRISE 2 1 | 30263 | PANACA 1 | 1 | Closed | Line | NO | 57 | -7.5 | 57.5 | 279.5 | 20.6 | 0.29 | -5.1
40642 | WHITERIVER 1 | 40597 | SAN CARLOS 3 1 | 1 | Closed | Line | NO | 27.8 | -16.2 | 32.2 | 156.5 | 20.6 | 0.43 | -2.41
30175 | LAS VEGAS 41 1 | 30186 | LAS VEGAS 49 1 | 1 | Closed | Line | NO | 53.6 | -13.2 | 55.3 | 268.7 | 20.6 | 0.01 | -0.53
40737 | TEMPE 9 1 | 40740 | TEMPE 9 4 | 1 | Closed | Transformer | YES | -145.4 | -72.7 | 162.6 | 794.1 | 20.6 | 0.02 | 1.6
40261 | COTTONWOOD 2 2 | 40422 | RIMROCK 1 | 1 | Closed | Line | NO | 32.7 | -2.8 | 32.8 | 159.7 | 20.6 | 0.15 | -4.17
74272 | AHSAHKA 1 | 74276 | AHSAHKA 5 | 1 | Closed | Transformer | YES | -90.6 | -25.9 | 94.2 | 463.1 | 20.6 | 0.06 | 3.17
40431 | MESA 18 2 | 40419 | MESA 17 1 | 1 | Closed | Line | NO | -1.9 | -25.9 | 26 | 126.6 | 20.5 | 0.02 | -0.47
70117 | WRIGHT 2 1 | 70121 | WRIGHT 2 5 | 1 | Closed | Transformer | YES | -113.4 | 61.9 | 129.2 | 628.8 | 20.5 | 0.04 | 2.84
30055 | RENO 18 1 | 30459 | YERINGTON 2 2 | 1 | Closed | Line | NO | -51 | -25.9 | 57.2 | 278.4 | 20.5 | 0.35 | -11.88
77253 | THOMPSON FALLS 2 2 | 77170 | PLAINS 1 | 1 | Closed | Line | NO | 24.5 | 29.7 | 38.5 | 220.9 | 20.5 | 0.09 | -8.56
77021 | ROUNDUP 1 | 77210 | BILLINGS 8 2 | 1 | Closed | Line | NO | -39.9 | 8.3 | 40.7 | 247.9 | 20.5 | 0.29 | -22.98
23249 | LINDSAY 1 | 23229 | VISALIA 1 2 | 1 | Closed | Line | NO | -46.5 | 3.7 | 46.7 | 228.2 | 20.5 | 0.16 | 0.02
23137 | MENDOTA 1 1 | 23449 | FIREBAUGH 3 1 | 1 | Closed | Line | NO | -48.9 | 0.2 | 48.9 | 239.8 | 20.5 | 0.24 | -1.34
53180 | BLOOMFIELD 1 1 | 53182 | CROWNPOINT 1 | 1 | Closed | Line | NO | 30.3 | -13.8 | 33.3 | 162.4 | 20.5 | 0.58 | -1.57
40561 | TUCSON 41 1 | 40564 | TUCSON 43 1 | 1 | Closed | Line | NO | -26.2 | -16.3 | 30.9 | 150.6 | 20.5 | 0.03 | -1.33
13116 | CRESWELL 1 | 13190 | DEXTER 1 1 | 1 | Closed | Line | NO | -44 | -3.7 | 44.1 | 215.6 | 20.5 | 0.14 | -0.87
60738 | GEORGETOWN 1 | 60704 | HAYDEN 2 1 | 1 | Closed | Line | NO | -528 | -64.5 | 531.9 | 2640.7 | 20.5 | 3.8 | -166.34
13030 | SEASIDE 1 1 | 13154 | SAINT HELENS 1 | 1 | Closed | Line | NO | 44.3 | -10.4 | 45.6 | 222.2 | 20.5 | 0.08 | -16.78
21695 | BENICIA 3 2 | 21277 | MARTINEZ 1 1 | 1 | Closed | Line | NO | -43.4 | 6.8 | 43.9 | 215.3 | 20.5 | 0.05 | -0.92
40439 | MESA 21 1 | 40947 | HEBER 5 1 | 1 | Closed | Line | NO | -587.9 | -171.3 | 612.3 | 2986.7 | 20.5 | 5.18 | -248.33
10900 | COULEE CITY 1 2 | 10582 | SOAP LAKE 1 | 1 | Closed | Line | NO | 46.1 | 1 | 46.1 | 225 | 20.5 | 0.16 | -1.38
13496 | THE DALLES 2 1 | 13695 | BOARDMAN 4 1 | 1 | Closed | Line | NO | -791.4 | -278.9 | 839.1 | 4094.2 | 20.5 | 1.1 | -202.02
10636 | SPOKANE 3 1 | 10635 | SPOKANE 2 1 | 1 | Closed | Line | NO | 44.1 | 9.1 | 45 | 219.6 | 20.5 | 0.07 | -0.12
25753 | ROWLAND HEIGHTS 1 1 | 28172 | CHINO 1 1 | 1 | Closed | Line | NO | -36.2 | 21.2 | 41.9 | 212.3 | 20.5 | 0.04 | -2.93
53036 | ALAMOGORDO 2 1 | 53272 | WILLARD 2 3 | 1 | Closed | Line | NO | -106.2 | -0.7 | 106.2 | 558.3 | 20.5 | 2.44 | -36.58
21664 | OAKLAND 19 1 | 21669 | OAKLAND 19 6 | 1 | Closed | Transformer | YES | -74.2 | -32.7 | 81.1 | 400 | 20.5 | 0.02 | 2.04
50022 | HILDALE 2 | 50029 | ORDERVILLE 2 | 1 | Closed | Line | NO | -31.2 | 4 | 31.4 | 155.8 | 20.5 | 0.38 | -0.64
40346 | MESA 3 1 | 40380 | SCOTTSDALE 15 1 | 1 | Closed | Line | NO | 29.7 | 6.3 | 30.4 | 150.1 | 20.5 | 0.12 | -2.07
50127 | WEST JORDAN 4 1 | 50153 | SALT LAKE CITY 13 1 | 1 | Closed | Line | NO | -53.6 | -26.2 | 59.7 | 291.5 | 20.5 | 0.05 | -0.65
40122 | AVONDALE 4 1 | 40170 | GLENDALE 21 1 | 1 | Closed | Line | NO | -22.8 | -18.8 | 29.5 | 144.2 | 20.5 | 0.03 | -0.38
20133 | SACRAMENTO 10 1 | 20524 | SACRAMENTO 37 2 | 1 | Closed | Line | NO | -42.8 | -11.4 | 44.3 | 216.5 | 20.5 | 0.05 | -1.19
21091 | PACIFICA 1 3 | 21099 | SAN FRANCISCO 11 1 | 1 | Closed | Line | NO | 6 | -38.8 | 39.3 | 192 | 20.5 | 0.02 | -0.54
25759 | WEST COVINA 6 1 | 25799 | POMONA 2 2 | 1 | Closed | Line | NO | -10.9 | 32.2 | 34 | 174.5 | 20.5 | 0.03 | -1.81
25621 | LONG BEACH 18 1 | 25652 | LONG BEACH 23 1 | 1 | Closed | Line | NO | 40.8 | -10.8 | 42.2 | 206.5 | 20.5 | 0.04 | -0.48
21664 | OAKLAND 19 1 | 21668 | OAKLAND 19 5 | 1 | Closed | Transformer | YES | -74.2 | -33.4 | 81.4 | 400.9 | 20.4 | 0.02 | 1.27
40653 | THATCHER 2 | 40665 | MORENCI 1 | 1 | Closed | Line | NO | -31.2 | -0.7 | 31.2 | 154 | 20.4 | 0.26 | -2.33
60326 | DENVER 18 1 | 60275 | DENVER 10 2 | 1 | Closed | Line | NO | -32.8 | -0.3 | 32.8 | 160.8 | 20.4 | 0.02 | -0.11
40525 | TUCSON 21 1 | 40568 | ORACLE 3 | 1 | Closed | Line | NO | 29.6 | -8.2 | 30.7 | 150.4 | 20.4 | 0.19 | -0.78
25963 | BAKERSFIELD 27 2 | 25965 | BAKERSFIELD 27 4 | 1 | Closed | TransformerWinding | YES | 24.8 | -2.8 | 25 | 122.5 | 20.4 | 0.03 | 0.7
25962 | BAKERSFIELD 27 1 | 25965 | BAKERSFIELD 27 4 | 1 | Closed | TransformerWinding | YES | -49.5 | 6.8 | 50 | 244.9 | 20.4 | 0 | -0.09
25964 | BAKERSFIELD 27 3 | 25965 | BAKERSFIELD 27 4 | 1 | Closed | TransformerWinding | YES | 24.8 | -2.8 | 25 | 122.5 | 20.4 | 0.03 | 0.7
10493 | STEVENSON 1 | 13376 | MOUNT HOOD PARKDALE 1 | 1 | Closed | Line | NO | -44.4 | 12.1 | 46 | 231.4 | 20.4 | 0.18 | -3.68
13042 | PHILOMATH 3 | 13062 | CORVALLIS 1 1 | 1 | Closed | Line | NO | 21.8 | 34.8 | 41.1 | 203 | 20.4 | 0.13 | -0.52
25179 | AGOURA HILLS 2 2 | 25208 | WOODLAND HILLS 3 1 | 1 | Closed | Line | NO | 45 | -5.7 | 45.4 | 222.2 | 20.4 | 0.11 | -3.37
50279 | ESCALANTE 1 | 50268 | LOA 1 | 1 | Closed | Line | NO | -54.1 | -8 | 54.7 | 292.7 | 20.4 | 0.23 | -32.86
60203 | DENVER 2 1 | 60230 | ARVADA 5 1 | 1 | Closed | Line | NO | -24 | -20.6 | 31.7 | 155.2 | 20.4 | 0.02 | -4.81
23245 | FARMERSVILLE 2 | 23250 | EXETER 1 | 1 | Closed | Line | NO | -45.8 | 5.4 | 46.2 | 227.5 | 20.4 | 0.17 | -0.66
10968 | SPOKANE 22 1 | 10644 | SPOKANE 7 3 | 1 | Closed | Line | NO | 40.6 | 11.7 | 42.2 | 207.6 | 20.4 | 0.04 | -0.5
50263 | PLEASANT GROVE 2 1 | 50214 | SALT LAKE CITY 23 6 | 1 | Closed | Line | NO | 536.5 | -30.4 | 537.4 | 2635.3 | 20.4 | 0.29 | -20.62
50378 | COLLINSTON 1 | 50379 | COLLINSTON 2 | 1 | Closed | Transformer | YES | -26.9 | 1.9 | 27 | 132.3 | 20.4 | 0.01 | 0.46
53112 | LAS CRUCES 1 1 | 53291 | LA MESA 6 2 | 1 | Closed | Line | NO | -31.2 | -9 | 32.5 | 159.5 | 20.4 | 0.19 | -2.37
10633 | SPOKANE 1 1 | 10868 | NINE MILE FALLS 2 1 | 1 | Closed | Line | NO | -40.8 | -19.9 | 45.4 | 222.8 | 20.4 | 0.09 | -0.41
70051 | CASPER 3 3 | 70058 | EVANSVILLE 1 | 1 | Closed | Line | NO | -48.2 | -6.6 | 48.6 | 238.6 | 20.4 | 0.28 | -2.59
23412 | SHAVER LAKE 2 1 | 23419 | SHAVER LAKE 2 8 | 1 | Closed | Transformer | YES | -346.1 | -36.8 | 348 | 1711 | 20.4 | 0.08 | 5.63
60473 | BRIGHTON 4 1 | 60472 | BRIGHTON 3 1 | 1 | Closed | Line | NO | -26.6 | -15.8 | 31 | 152 | 20.4 | 0.12 | -0.47
25139 | BAKERSFIELD 14 2 | 25138 | BAKERSFIELD 14 1 | 1 | Closed | Transformer | YES | -72.8 | -27.1 | 77.7 | 384.9 | 20.4 | 0.05 | 1.75
70042 | SARATOGA 3 1 | 70061 | LARAMIE 1 1 | 1 | Closed | Line | NO | 47.3 | -10.6 | 48.4 | 237.8 | 20.4 | 0.92 | -2.69
21324 | WINTERS 2 | 21223 | NAPA 4 1 | 1 | Closed | Line | NO | 44.3 | -12.2 | 45.9 | 225.5 | 20.4 | 0.12 | -2.13
25255 | SANTA MONICA 3 1 | 25293 | LOS ANGELES 5 1 | 1 | Closed | Line | NO | 45.2 | -2.2 | 45.3 | 222.5 | 20.4 | 0.01 | -0.36
50156 | SARATOGA SPRINGS 1 | 50179 | DRAPER 2 1 | 1 | Closed | Line | NO | 54.2 | -0.7 | 54.2 | 266.5 | 20.3 | 0.09 | -1.22
13516 | WASCO 2 1 | 13505 | THE DALLES 2 10 | 1 | Closed | Line | NO | 247.6 | 1.5 | 247.6 | 1217 | 20.3 | 0.25 | -3.96
13507 | HERMISTON 3 2 | 13506 | HERMISTON 3 1 | 1 | Closed | Transformer | YES | 287.6 | 43.7 | 290.9 | 1430.3 | 20.3 | 0.05 | 3.73
50135 | KAYSVILLE 1 1 | 50077 | CLEARFIELD 2 2 | 1 | Closed | Line | NO | -56.2 | -8.5 | 56.8 | 279.5 | 20.3 | 0.05 | -0.84
10088 | PORT ORCHARD 1 1 | 10149 | OLALLA 1 | 1 | Closed | Line | NO | 36.4 | 27 | 45.3 | 223.8 | 20.3 | 0.04 | -0.4
21582 | LIVERMORE 4 1 | 23076 | MODESTO 1 1 | 1 | Closed | Line | NO | -42.9 | 3 | 43 | 214.1 | 20.3 | 0.28 | -2.12
20431 | YUBA CITY 6 9 | 20404 | WOODLAND 5 5 | 1 | Closed | Line | NO | 244.9 | -29.7 | 246.7 | 1213.5 | 20.3 | 0.75 | -24.74
60182 | BOULDER 6 1 | 60173 | GOLDEN 1 1 | 1 | Closed | Line | NO | 29.9 | 11.8 | 32.2 | 158.6 | 20.3 | 0.05 | -0.33
60148 | BLACK HAWK 3 | 60212 | LOUISVILLE 3 | 1 | Closed | Line | NO | -32.8 | -2.9 | 32.9 | 161.9 | 20.3 | 0.08 | -4.69
23278 | JACKSON 2 2 | 20267 | PLACERVILLE 2 1 | 1 | Closed | Line | NO | 47.1 | -13.2 | 48.9 | 240.7 | 20.3 | 0.14 | -7.28
53176 | MILAN 1 | 53230 | PREWITT 3 | 1 | Closed | Line | NO | -33.1 | -2.1 | 33.1 | 164.2 | 20.3 | 0.28 | -1.35
70162 | ALCOVA 2 2 | 70044 | CASPER 1 1 | 1 | Closed | Line | NO | 35.5 | 22.9 | 42.2 | 218 | 20.3 | 0.09 | -3.65
28471 | MURRIETA 4 1 | 28567 | TEMECULA 4 2 | 1 | Closed | Line | NO | -44.7 | -10.1 | 45.8 | 225.9 | 20.3 | 0.15 | -0.59
13026 | NEHALEM 1 | 13021 | OTIS 1 | 1 | Closed | Line | NO | 38.1 | -24.3 | 45.2 | 222.8 | 20.3 | 0.09 | -19.51
40782 | HEBER 4 1 | 40918 | SNOWFLAKE 2 1 | 1 | Closed | Line | NO | 30.7 | 0.6 | 30.8 | 151.6 | 20.3 | 0.12 | -0.67
77272 | NOXON 1 | 77274 | NOXON 3 | 1 | Closed | Transformer | YES | -78.2 | -38.4 | 87.1 | 435.2 | 20.3 | 0.04 | 2.48
30388 | SPARKS 9 2 | 30035 | SUN VALLEY 3 1 | 1 | Closed | Line | NO | 236.3 | 2.2 | 236.3 | 1166 | 20.3 | 0.45 | -16.21
25287 | PANORAMA CITY 2 1 | 26104 | NEWHALL 3 1 | 1 | Closed | Line | NO | -229.4 | 60 | 237.1 | 1217.4 | 20.3 | 0.35 | -30.57
13039 | WINSTON 1 | 13549 | DEXTER 2 2 | 1 | Closed | Line | NO | -45 | -1.9 | 45 | 222.4 | 20.3 | 0.1 | -1.69
25793 | SAN DIMAS 1 1 | 25784 | COVINA 4 1 | 1 | Closed | Line | NO | -25.3 | -32.4 | 41.1 | 203.1 | 20.3 | 0.02 | -0.29
40805 | TUCSON 49 1 | 40693 | CHANDLER 13 1 | 1 | Closed | Line | NO | -563.1 | -36.1 | 564.2 | 2785.8 | 20.3 | 0.63 | -24.92
60006 | CORTEZ 2 | 60009 | CORTEZ 5 | 1 | Closed | TransformerWinding | YES | 37.5 | 6.9 | 38.2 | 188.4 | 20.2 | 0.09 | 3.54
10357 | LYNNWOOD 6 1 | 10473 | LAKE STEVENS 2 1 | 1 | Closed | Line | NO | -45.5 | -1.8 | 45.6 | 226.1 | 20.2 | 0.03 | -5.97
77039 | ABSAROKEE 1 | 77208 | TWO DOT 3 | 1 | Closed | Line | NO | 34.6 | -4.7 | 34.9 | 250 | 20.2 | 0.16 | -41.78
28590 | LA MESA 3 1 | 28632 | EL CAJON 5 2 | 1 | Closed | Line | NO | -44 | 7.7 | 44.7 | 221.8 | 20.2 | 0.08 | -0.65
28618 | SAN JACINTO 3 1 | 28654 | DESERT HOT SPRINGS 2 2 | 1 | Closed | Line | NO | -44.8 | 3.9 | 45 | 225.2 | 20.2 | 0.27 | -2.74
30076 | FALLON 1 2 | 30075 | FALLON 1 1 | 1 | Closed | Transformer | YES | -76.6 | -20.5 | 79.3 | 393.4 | 20.2 | 0.02 | 1.24
23507 | JEAN 2 3 | 23506 | JEAN 2 2 | 1 | Closed | Transformer | YES | -79.5 | -6.8 | 79.8 | 395.5 | 20.2 | 0.02 | 1.62
28903 | OCOTILLO 1 | 28919 | EL CENTRO 3 1 | 1 | Closed | Line | NO | -807.3 | -216.3 | 835.8 | 4131.9 | 20.2 | 0.68 | -169.63
28834 | MECCA 2 2 | 28680 | INDIO 3 1 | 1 | Closed | Line | NO | 45.4 | -0.2 | 45.4 | 224.4 | 20.2 | 0.13 | -0.79
25835 | MOJAVE 1 1 | 25958 | TEHACHAPI 4 2 | 1 | Closed | Line | NO | 43.7 | -5.1 | 44 | 217.6 | 20.2 | 0.05 | -0.36
50091 | WEST JORDAN 1 3 | 50066 | HERRIMAN 1 2 | 1 | Closed | Line | NO | -50.3 | -15.8 | 52.7 | 260.8 | 20.2 | 0.05 | -0.18
10609 | PASCO 2 1 | 10810 | RICHLAND 4 3 | 1 | Closed | Line | NO | -45 | -7 | 45.5 | 225.3 | 20.2 | 0.11 | -3.72
40719 | PEORIA 8 1 | 40143 | PEORIA 4 1 | 1 | Closed | Line | NO | 35.6 | -5.4 | 36 | 178.2 | 20.2 | 0.08 | -0.33
25057 | SANTA BARBARA 4 1 | 25053 | SANTA BARBARA 1 1 | 1 | Closed | Line | NO | -41.6 | 14.7 | 44.1 | 220.2 | 20.2 | 0.02 | -0.96
50019 | CEDAR CITY 2 1 | 50388 | DELTA 2 6 | 1 | Closed | Line | NO | -573.3 | -107.3 | 583.2 | 3024.1 | 20.2 | 4.5 | -304.61
20247 | FOLSOM 1 5 | 20396 | FOLSOM 3 1 | 1 | Closed | Line | NO | -216.2 | -110.4 | 242.8 | 1202.7 | 20.2 | 0.17 | -11.64
25064 | CARPINTERIA 1 | 25059 | SANTA BARBARA 6 1 | 1 | Closed | Line | NO | -250.7 | -12 | 251 | 1247.6 | 20.2 | 0.58 | -26.53
10268 | SEATTLE 16 1 | 10368 | EVERETT 1 1 | 1 | Closed | Line | NO | -44 | 9.6 | 45.1 | 224 | 20.2 | 0.04 | -0.39
40343 | CHANDLER 3 1 | 40352 | CHANDLER 6 1 | 1 | Closed | Line | NO | 10.3 | -26 | 27.9 | 138.5 | 20.2 | 0.02 | -0.23
21551 | SAN JOSE 40 1 | 21540 | SAN JOSE 34 1 | 1 | Closed | Line | NO | -10.4 | 33 | 34.6 | 171.9 | 20.2 | 0.01 | -0.12
60876 | FOUNTAIN 5 1 | 60634 | FOUNTAIN 3 1 | 1 | Closed | Line | NO | -433.5 | -330.1 | 544.9 | 2701.7 | 20.2 | 0.24 | -11.4
50282 | PROVO 6 2 | 50280 | PROVO 5 1 | 1 | Closed | Line | NO | 51.7 | 21.5 | 56 | 277.9 | 20.2 | 0.02 | -0.23
60429 | COLORADO SPRINGS 4 3 | 60502 | COLORADO SPRINGS 16 1 | 1 | Closed | Line | NO | 31.7 | -6 | 32.3 | 159.9 | 20.2 | 0.02 | -0.08
10693 | RANDLE 1 | 10213 | MOSSYROCK 1 | 1 | Closed | Line | NO | 44.9 | 3.3 | 45 | 223.2 | 20.2 | 0.14 | -0.99
25987 | WILMINGTON 3 1 | 26103 | LONG BEACH 27 10 | 1 | Closed | Line | NO | 806 | -187.5 | 827.5 | 4104.9 | 20.2 | 0.24 | -48.46
13465 | HELIX 1 2 | 10846 | BURBANK 2 3 | 1 | Closed | Line | NO | 43.9 | 4.4 | 44.1 | 219.1 | 20.2 | 0.23 | -1.66
28023 | ANAHEIM 2 1 | 28038 | ANAHEIM 5 1 | 1 | Closed | Line | NO | 240.5 | 30 | 242.3 | 1207.6 | 20.1 | 0.27 | -8.48
60542 | AURORA 17 1 | 60494 | AURORA 12 1 | 1 | Closed | Line | NO | 8.1 | -26.1 | 27.4 | 135.8 | 20.1 | 0.04 | -0.42
40632 | SNOWFLAKE 1 2 | 40629 | HOLBROOK 1 | 1 | Closed | Line | NO | -7.4 | -26.1 | 27.1 | 134.5 | 20.1 | 0.04 | -14.89
29074 | NIPTON 3 3 | 30159 | LAS VEGAS 37 2 | 1 | Closed | Line | NO | 45.2 | 1.6 | 45.2 | 224.3 | 20.1 | 0.29 | -2.69
60322 | DENVER 16 3 | 60272 | LITTLETON 5 1 | 1 | Closed | Line | NO | -50.2 | 14.8 | 52.3 | 260.5 | 20.1 | 0.03 | -0.38
28137 | IRVINE 5 3 | 28207 | RANCHO SANTA MARGARITA 2 1 | 1 | Closed | Line | NO | 36.2 | 23 | 42.9 | 218.4 | 20.1 | 0.04 | -2
25628 | DOWNEY 4 1 | 25695 | ARCADIA 1 1 | 1 | Closed | Line | NO | 10.2 | 30.9 | 32.6 | 169.5 | 20.1 | 0.04 | -1.64
13440 | ELGIN 1 | 13607 | ATHENA 3 | 1 | Closed | Line | NO | -41.8 | 0.7 | 41.8 | 220.2 | 20.1 | 0.18 | -13.61
26196 | CASTAIC 3 3 | 25192 | VALENCIA 1 1 | 1 | Closed | Line | NO | 44.2 | 2.7 | 44.3 | 220 | 20.1 | 0.11 | -1.02
25355 | LANCASTER 2 1 | 25397 | ROSAMOND 1 1 | 1 | Closed | Line | NO | -44.3 | -0.3 | 44.3 | 220.4 | 20.1 | 0.07 | -0.93
28646 | ANZA 1 | 28685 | COACHELLA 2 2 | 1 | Closed | Line | NO | -36.9 | 17.4 | 40.8 | 220.7 | 20.1 | 0.15 | -6.97
50239 | SALT LAKE CITY 27 1 | 50163 | FARMINGTON 1 1 | 1 | Closed | Line | NO | 501 | -46.4 | 503.1 | 2501.6 | 20.1 | 0.67 | -39.88
26204 | CASTAIC 3 11 | 26058 | SUN VALLEY 2 1 | 1 | Closed | Line | NO | 807.8 | 46.2 | 809.2 | 4122.1 | 20.1 | 0.66 | -143.04
70023 | FORT WASHAKIE 3 | 70026 | LANDER 1 | 1 | Closed | Line | NO | 34.8 | -6.1 | 35.3 | 175.6 | 20.1 | 0.19 | -3.11
40057 | PRESCOTT 1 1 | 40078 | PAULDEN 2 | 1 | Closed | Line | NO | -32.7 | 5.1 | 33.1 | 167.8 | 20.1 | 0.27 | -1.99
28325 | RIVERSIDE 16 1 | 28782 | REDLANDS 5 2 | 1 | Closed | Line | NO | -242.5 | -31.7 | 244.5 | 1216.1 | 20.1 | 0.31 | -11.23
26112 | MOJAVE 13 1 | 26117 | MOJAVE 13 6 | 1 | Closed | Transformer | YES | -81.9 | -20 | 84.3 | 421.5 | 20.1 | 0.03 | 1.69
25446 | LOS ANGELES 38 2 | 25283 | LOS ANGELES 3 3 | 1 | Closed | Line | NO | 0.1 | 34.5 | 34.5 | 174.7 | 20.1 | 0.01 | -0.66
13524 | MADRAS 2 2 | 13457 | BLUE RIVER 5 | 1 | Closed | Line | NO | 248.2 | 25.8 | 249.6 | 1267.1 | 20.1 | 1.44 | -36.71
28575 | LA MESA 2 2 | 28628 | EL CAJON 3 1 | 1 | Closed | Line | NO | 39 | 15.1 | 41.8 | 220.9 | 20.1 | 0.03 | -6.13
10113 | BREMERTON 3 1 | 10082 | SILVERDALE 2 1 | 1 | Closed | Line | NO | 12.1 | 34.4 | 36.5 | 182.9 | 20.1 | 0.03 | -0.28
40861 | YUMA 7 1 | 40005 | YUMA 2 2 | 1 | Closed | Line | NO | -30.5 | 0.1 | 30.5 | 151.9 | 20.1 | 0.02 | -0.04
74308 | IONA 2 1 | 74310 | IONA 2 3 | 1 | Closed | Transformer | YES | -87.9 | -23 | 90.9 | 457.7 | 20.1 | 0.05 | 3.47
60061 | MONTROSE 2 3 | 60805 | MONTROSE 4 2 | 1 | Closed | Line | NO | -104.5 | 22.3 | 106.8 | 537.9 | 20.1 | 0.36 | -3.64
53252 | DEMING 3 3 | 53251 | DEMING 3 2 | 1 | Closed | Transformer | YES | -30.1 | -10.8 | 32 | 160.1 | 20.1 | 0.01 | 0.49
23040 | STOCKTON 6 1 | 23023 | STOCKTON 4 1 | 1 | Closed | Line | NO | -43.7 | 11.5 | 45.2 | 227.9 | 20.1 | 0.05 | -1.72
74096 | BOISE 8 3 | 74097 | BOISE 8 4 | 1 | Closed | TransformerWinding | YES | -29.3 | -8.6 | 30.5 | 153.1 | 20.1 | 0.02 | 0.56
60076 | GLENWOOD SPRINGS 1 | 60849 | RIFLE 2 3 | 1 | Closed | Line | NO | -30.2 | -5.4 | 30.7 | 152.8 | 20.1 | 0.09 | -7.57
70151 | POINT OF ROCKS 1 | 70153 | POINT OF ROCKS 3 | 1 | Closed | Transformer | YES | -153.2 | 43 | 159.2 | 793.6 | 20.1 | 0.05 | 2.8
28144 | CHINO HILLS 2 2 | 28199 | CORONA 1 1 | 1 | Closed | Line | NO | 43.5 | -1.6 | 43.5 | 216.9 | 20 | 0.04 | -1.26
20292 | BURNEY 1 2 | 20291 | BURNEY 1 1 | 1 | Closed | Transformer | YES | 3.8 | 50.9 | 51 | 254.6 | 20 | 0.01 | 0.64
40411 | SACATON 1 | 40369 | CHANDLER 10 2 | 1 | Closed | Line | NO | -30.1 | -11 | 32 | 159.7 | 20 | 0.05 | -0.42
20056 | CORNING 1 | 20045 | RED BLUFF 1 2 | 1 | Closed | Line | NO | -43.3 | 8.2 | 44.1 | 222.5 | 20 | 0.32 | -1.07
40139 | PEORIA 1 1 | 40160 | GLENDALE 13 1 | 1 | Closed | Line | NO | 24.2 | 15.8 | 28.9 | 145.1 | 20 | 0.03 | -0.33
40980 | CHLORIDE 2 2 | 40729 | CHLORIDE 1 1 | 1 | Closed | Line | NO | 533.4 | -29 | 534.2 | 2671.5 | 20 | 2.47 | -96.04
74094 | BOISE 8 1 | 74097 | BOISE 8 4 | 1 | Closed | TransformerWinding | YES | 58.6 | 17.9 | 61.3 | 306.3 | 20 | 0 | -0.15
10979 | ELLENSBURG 4 1 | 10982 | ELLENSBURG 4 4 | 1 | Closed | Transformer | YES | -92 | -19.2 | 94 | 470.5 | 20 | 0.02 | 1.22
20046 | RED BLUFF 2 1 | 20529 | RED BLUFF 3 2 | 1 | Closed | Line | NO | 43.2 | -11.7 | 44.8 | 223.5 | 20 | 0.17 | -0.97
10303 | MOUNTLAKE TERRACE 2 | 10356 | LYNNWOOD 5 1 | 1 | Closed | Line | NO | -46.4 | -23.5 | 52.1 | 260 | 20 | 0.03 | -0.03
28510 | TEMECULA 2 1 | 28509 | TEMECULA 1 1 | 1 | Closed | Line | NO | -44.5 | -10.1 | 45.7 | 228.1 | 20 | 0.08 | -0.3
40596 | OVERGAARD 3 | 40918 | SNOWFLAKE 2 1 | 1 | Closed | Line | NO | -30.5 | -2.4 | 30.6 | 153.1 | 20 | 0.13 | -1.17
10855 | BURBANK 2 12 | 10941 | KAHLOTUS 1 | 1 | Closed | Line | NO | -817.1 | -106.1 | 824 | 4116.1 | 20 | 0.84 | -149.06
50349 | BLANDING 5 | 50352 | MONTEZUMA CREEK 1 | 1 | Closed | Line | NO | 53.2 | -6.3 | 53.6 | 267.9 | 20 | 0.22 | -12.06
25786 | GLENDORA 3 1 | 25800 | LA VERNE 1 1 | 1 | Closed | Line | NO | -28 | 27.6 | 39.3 | 198.6 | 20 | 0.05 | -0.57
50326 | MYTON 1 | 50327 | FORT DUCHESNE 1 | 1 | Closed | Line | NO | -54.5 | 3 | 54.6 | 276 | 20 | 0.23 | -4.05
74327 | NEW PLYMOUTH 2 | 74017 | FRUITLAND 3 1 | 1 | Closed | Line | NO | 47.3 | 4.4 | 47.5 | 237.4 | 20 | 0.11 | 0.05
74095 | BOISE 8 2 | 74097 | BOISE 8 4 | 1 | Closed | TransformerWinding | YES | -29.3 | -8.3 | 30.5 | 153.1 | 20 | 0.02 | 0.55
23387 | FIREBAUGH 2 2 | 23449 | FIREBAUGH 3 1 | 1 | Closed | Line | NO | 44.2 | 2.3 | 44.3 | 221.3 | 20 | 0 | -0.07
10045 | CASTLE ROCK 1 1 | 10041 | WINLOCK 1 | 1 | Closed | Line | NO | -42.9 | -19.9 | 47.3 | 236.6 | 20 | 0.12 | -0.48
10468 | BELLEVUE 7 1 | 10330 | SEATTLE 39 1 | 1 | Closed | Line | NO | 223.2 | 82.8 | 238.1 | 1204.8 | 20 | 0.31 | -8.61
60055 | DURANGO 2 1 | 60032 | MANCOS 1 | 1 | Closed | Line | NO | -30.8 | -5.2 | 31.3 | 156.4 | 20 | 0.1 | -7.61
60310 | PENROSE 1 | 60878 | FOUNTAIN 5 3 | 1 | Closed | Line | NO | -31.5 | -1.8 | 31.6 | 164.4 | 20 | 0.05 | -10.95
10233 | SEATTLE 4 1 | 10242 | SEATTLE 8 1 | 1 | Closed | Line | NO | -9 | -36.6 | 37.7 | 188.6 | 20 | 0.02 | -0.85
28222 | CORONA 4 1 | 29003 | RIVERSIDE 18 6 | 1 | Closed | Line | NO | -241.4 | 8.7 | 241.5 | 1212.8 | 20 | 0.22 | -9.72
13370 | KLAMATH FALLS 2 1 | 13522 | KLAMATH FALLS 4 1 | 1 | Closed | Line | NO | -44.6 | 4.9 | 44.8 | 226.1 | 20 | 0.18 | -1.2
26144 | SANTA MARGARITA 2 3 | 26143 | SANTA MARGARITA 2 2 | 1 | Closed | Transformer | YES | -70.7 | 8.6 | 71.2 | 356.7 | 20 | 0.03 | 1.87
13297 | PORTLAND 29 1 | 13346 | DAMASCUS 1 | 1 | Closed | Line | NO | 24.2 | 30.1 | 38.6 | 197.8 | 20 | 0.11 | -1.23
25163 | THOUSAND OAKS 3 1 | 25116 | CAMARILLO 2 1 | 1 | Closed | Line | NO | -43.6 | -3.6 | 43.8 | 219.3 | 20 | 0.06 | -1
40443 | CASA GRANDE 4 1 | 40446 | CASA GRANDE 4 4 | 1 | Closed | TransformerWinding | YES | 20.2 | 13.6 | 24.3 | 122 | 20 | 0 | -0.02
40549 | MIAMI 1 | 40580 | WINKELMAN 1 | 1 | Closed | Line | NO | 26.5 | -15.4 | 30.7 | 153.9 | 20 | 0.3 | -1.34
28990 | PARKER DAM 3 | 28989 | PARKER DAM 2 | 1 | Closed | Transformer | YES | -17.3 | -4 | 17.8 | 90 | 20 | 0.02 | 0.61
60697 | LAMAR 3 1 | 60702 | LAMAR 3 6 | 1 | Closed | Transformer | YES | -29 | -5.6 | 29.5 | 148.6 | 19.9 | 0.01 | 0.61
60365 | LITTLETON 12 1 | 60335 | LITTLETON 11 2 | 1 | Closed | Line | NO | 3.5 | 22.8 | 23 | 115.9 | 19.9 | 0 | -0.08
25551 | LYNWOOD 1 1 | 25477 | LOS ANGELES 50 2 | 1 | Closed | Line | NO | -34.9 | -23.4 | 42 | 210.8 | 19.9 | 0.01 | -0.26
25728 | HACIENDA HEIGHTS 1 1 | 25751 | WEST COVINA 3 2 | 1 | Closed | Line | NO | -42.3 | -10.2 | 43.5 | 218.3 | 19.9 | 0.03 | -1.44
20119 | SACRAMENTO 3 2 | 20205 | LINCOLN 2 1 | 1 | Closed | Line | NO | -43.2 | -0.1 | 43.2 | 218.3 | 19.9 | 0.08 | -4.73
50308 | KAMAS 1 | 50325 | NEOLA 1 | 1 | Closed | Line | NO | -54 | -4.7 | 54.2 | 275.8 | 19.9 | 0.46 | -11.66
20174 | SACRAMENTO 27 1 | 20175 | SACRAMENTO 28 1 | 1 | Closed | Line | NO | -39.2 | -17.5 | 42.9 | 215.5 | 19.9 | 0.02 | 0
21224 | BERKELEY 5 1 | 21754 | EL SOBRANTE 2 2 | 1 | Closed | Line | NO | -38.9 | -23.3 | 45.3 | 227.4 | 19.9 | 0.09 | -1.65
13664 | SANDY 2 1 | 13665 | SANDY 2 2 | 1 | Closed | Transformer | YES | -13.8 | 1.5 | 13.9 | 69.6 | 19.9 | 0.01 | 0.3
53175 | DEMING 1 1 | 53252 | DEMING 3 3 | 1 | Closed | Line | NO | -30 | -11.4 | 32.1 | 161.1 | 19.9 | 0.08 | -0.57
25935 | ROSAMOND 6 2 | 25934 | ROSAMOND 6 1 | 1 | Closed | Transformer | YES | -54.4 | -48.6 | 72.9 | 371.3 | 19.9 | 0.02 | 1.51
53135 | ALBUQUERQUE 26 1 | 53306 | ALBUQUERQUE 31 2 | 1 | Closed | Line | NO | -96.2 | -12.4 | 97 | 488.1 | 19.9 | 0.36 | -2.1
10846 | BURBANK 2 3 | 10608 | PASCO 1 2 | 1 | Closed | Line | NO | 42.9 | 10.2 | 44.1 | 222.1 | 19.9 | 0.04 | -0.58
21583 | GILROY 1 1 | 21745 | GILROY 4 2 | 1 | Closed | Line | NO | -44 | -4.7 | 44.3 | 222.9 | 19.9 | 0.1 | -0.45
20366 | MONTGOMERY CREEK 2 2 | 20365 | MONTGOMERY CREEK 2 1 | 1 | Closed | Transformer | YES | 50.6 | -54.3 | 74.3 | 377.8 | 19.9 | 0.02 | 1.21
25177 | AGOURA HILLS 1 1 | 25131 | CAMARILLO 4 1 | 1 | Closed | Line | NO | -43.6 | -5.7 | 44 | 221.2 | 19.9 | 0.06 | -0.92
21047 | SANTA ROSA 10 1 | 21056 | PETALUMA 3 1 | 1 | Closed | Line | NO | 42 | 8.2 | 42.8 | 221.2 | 19.9 | 0.09 | -5.13
25657 | MONTEBELLO 2 1 | 25675 | NORWALK 3 2 | 1 | Closed | Line | NO | -40.9 | -17 | 44.3 | 222.6 | 19.9 | 0.02 | -2.7
13457 | BLUE RIVER 5 | 13650 | LOWELL 5 1 | 1 | Closed | Line | NO | 249.2 | -11.5 | 249.5 | 1256 | 19.9 | 0.65 | -35.08
13184 | AUMSVILLE 1 | 13170 | SALEM 13 2 | 1 | Closed | Line | NO | 2.9 | 35 | 35.2 | 181.1 | 19.9 | 0.06 | -0.84
10369 | EVERETT 2 1 | 10275 | EDMONDS 2 1 | 1 | Closed | Line | NO | 233.7 | 41 | 237.2 | 1199.5 | 19.9 | 0.28 | -7.17
60058 | DURANGO 3 3 | 60074 | BAYFIELD 1 | 1 | Closed | Line | NO | 28.5 | 8 | 29.6 | 150.7 | 19.8 | 0.15 | -1.51
28856 | EL CAJON 8 2 | 28591 | SPRING VALLEY 1 1 | 1 | Closed | Line | NO | 43.7 | -6.1 | 44.1 | 222.1 | 19.8 | 0.04 | -0.8
40866 | CASA GRANDE 5 1 | 40869 | CASA GRANDE 5 4 | 1 | Closed | Transformer | YES | -181.3 | 28.5 | 183.6 | 925.5 | 19.8 | 0.06 | 4.56
74036 | COEUR D ALENE 3 1 | 74039 | COEUR D ALENE 3 4 | 1 | Closed | TransformerWinding | YES | 54.4 | 10.5 | 55.4 | 279.5 | 19.8 | 0 | -0.06
40723 | YUMA 6 2 | 40722 | YUMA 6 1 | 1 | Closed | Transformer | YES | 220.5 | -154.4 | 269.2 | 1370.1 | 19.8 | 0.05 | 4.41
13066 | JUNCTION CITY 1 | 13109 | EUGENE 9 1 | 1 | Closed | Line | NO | -44 | -9 | 44.9 | 226.2 | 19.8 | 0.07 | -4.57
21753 | EL SOBRANTE 2 1 | 21081 | SAN FRANCISCO 6 1 | 1 | Closed | Line | NO | 185.5 | 118.4 | 220.1 | 1130.4 | 19.8 | 0.25 | -7.71
23414 | SHAVER LAKE 2 3 | 23413 | SHAVER LAKE 2 2 | 1 | Closed | Transformer | YES | -75 | 6.6 | 75.3 | 379.8 | 19.8 | 0.03 | 1.91
40231 | PHOENIX 42 2 | 40221 | PHOENIX 34 1 | 1 | Closed | Line | NO | 22.4 | -21.8 | 31.3 | 157.8 | 19.8 | 0.03 | -0.12
40469 | MARANA 1 1 | 40504 | TUCSON 13 1 | 1 | Closed | Line | NO | 29.2 | -4.4 | 29.5 | 148.9 | 19.8 | 0.12 | -3.61
28396 | SAN DIEGO 2 1 | 28398 | SAN DIEGO 3 1 | 1 | Closed | Line | NO | 44.1 | 6.5 | 44.5 | 224.9 | 19.8 | 0.01 | -0.09
30438 | LAS VEGAS 78 2 | 30418 | LAS VEGAS 75 2 | 1 | Closed | Line | NO | 50.6 | -7.6 | 51.2 | 258.5 | 19.8 | 0.01 | -0.14
21010 | WINDSOR 1 3 | 21011 | WINDSOR 2 1 | 1 | Closed | Line | NO | -43.9 | -6 | 44.3 | 224 | 19.8 | 0.08 | -0.47
21074 | GLEN ELLEN 1 | 21139 | SAINT HELENA 2 | 1 | Closed | Line | NO | -44.1 | 1.6 | 44.1 | 224.1 | 19.8 | 0.21 | -1.6
13438 | WALLA WALLA 2 8 | 10766 | DAYTON 2 1 | 1 | Closed | Line | NO | -235.1 | 28.2 | 236.8 | 1221.5 | 19.8 | 0.49 | -26.24
74300 | OLDTOWN 1 | 74302 | OLDTOWN 3 | 1 | Closed | Transformer | YES | -11.5 | -5.2 | 12.7 | 64.4 | 19.8 | 0 | 0.13
50308 | KAMAS 1 | 50314 | EVANSTON 1 1 | 1 | Closed | Line | NO | -51.5 | -6.2 | 51.9 | 264.9 | 19.8 | 0.13 | -15.06
40725 | YUMA 6 4 | 40861 | YUMA 7 1 | 1 | Closed | Line | NO | 48.4 | 6.8 | 48.9 | 247.2 | 19.8 | 0.11 | -0.06
60658 | PUEBLO 12 2 | 60853 | COLORADO SPRINGS 34 2 | 1 | Closed | Line | NO | 103.7 | -28.1 | 107.4 | 542.9 | 19.8 | 0.71 | -10.4
53256 | DEMING 3 7 | 53302 | DEMING 4 3 | 1 | Closed | Line | NO | 101.9 | -29.1 | 106 | 536 | 19.8 | 0.61 | -3.33
40630 | TAYLOR 1 | 40782 | HEBER 4 1 | 1 | Closed | Line | NO | -24.4 | -15.9 | 29.1 | 147.4 | 19.8 | 0.09 | -3.04
40538 | GREEN VALLEY 2 1 | 40496 | GREEN VALLEY 1 1 | 1 | Closed | Line | NO | -27.4 | 5.2 | 27.9 | 147.8 | 19.8 | 0.05 | -4.68
21474 | DANVILLE 3 1 | 21373 | UNION CITY 1 1 | 1 | Closed | Line | NO | 168.2 | 153.4 | 227.6 | 1169.1 | 19.8 | 0.14 | -5.21
77026 | LAUREL 1 | 77031 | JOLIET 1 | 1 | Closed | Line | NO | 48 | -6.6 | 48.5 | 245.4 | 19.8 | 0.33 | -0.51
28731 | HOLTVILLE 2 2 | 28736 | HOLTVILLE 2 7 | 1 | Closed | Transformer | YES | -12.8 | 0.4 | 12.8 | 65 | 19.8 | 0.01 | 0.41
30173 | NORTH LAS VEGAS 5 1 | 30416 | LAS VEGAS 74 18 | 1 | Closed | Line | NO | -193.3 | -145.8 | 242.1 | 1225.7 | 19.8 | 0.37 | -10.5
21758 | SANTA CLARA 8 1 | 21468 | SAN JOSE 11 1 | 1 | Closed | Line | NO | 41.8 | 11.2 | 43.2 | 219.3 | 19.8 | 0.03 | -0.39
13034 | WILLAMINA 1 | 13023 | CLOVERDALE 1 1 | 1 | Closed | Line | NO | -37.8 | 19.3 | 42.4 | 221.5 | 19.7 | 0.25 | -2.36
60556 | GREELEY 4 4 | 60749 | BRUSH 3 2 | 1 | Closed | Line | NO | -108.1 | -12.6 | 108.9 | 552.8 | 19.7 | 1 | -11.92
23130 | FIREBAUGH 1 1 | 23152 | MADERA 2 2 | 1 | Closed | Line | NO | 42.9 | 5.7 | 43.3 | 219.2 | 19.7 | 0.26 | -1.66
40518 | TUCSON 16 2 | 40865 | TUCSON 51 1 | 1 | Closed | Line | NO | 0.5 | -22.7 | 22.7 | 115.3 | 19.7 | 0.01 | -0.42
40264 | GRAND CANYON 1 | 40465 | CAMERON 1 | 1 | Closed | Line | NO | 28.6 | -2.1 | 28.7 | 145.3 | 19.7 | 0.27 | -3.23
77273 | NOXON 2 | 77183 | TROUT CREEK 2 | 1 | Closed | Line | NO | 46.8 | 4.2 | 47 | 238.4 | 19.7 | 0.13 | -0.92
40271 | PHOENIX 60 1 | 40266 | PHOENIX 57 1 | 1 | Closed | Line | NO | 17.6 | 21 | 27.4 | 140 | 19.7 | 0.02 | -0.32
28180 | ONTARIO 2 1 | 28173 | CHINO 2 1 | 1 | Closed | Line | NO | 19.9 | -32.1 | 37.7 | 191.4 | 19.7 | 0.03 | -0.11
21451 | LOS GATOS 3 1 | 21436 | CAMPBELL 2 1 | 1 | Closed | Line | NO | 40.2 | -21.2 | 45.4 | 230.3 | 19.7 | 0.06 | -0.97
30248 | JACKPOT 1 | 30243 | WELLS 1 | 1 | Closed | Line | NO | 51.6 | -14.2 | 53.6 | 271.8 | 19.7 | 0.8 | -10.55
77253 | THOMPSON FALLS 2 2 | 77252 | THOMPSON FALLS 2 1 | 1 | Closed | Transformer | YES | -76.4 | -24.3 | 80.2 | 408.5 | 19.7 | 0.02 | 0.92
10140 | PORT ORCHARD 3 1 | 10115 | BREMERTON 4 1 | 1 | Closed | Line | NO | -12.2 | -40 | 41.8 | 212.5 | 19.7 | 0.03 | -0.14
77272 | NOXON 1 | 77275 | NOXON 4 | 1 | Closed | Transformer | YES | -75.2 | -39.7 | 85.1 | 435.1 | 19.7 | 0.02 | 1.19
11001 | GOLDENDALE 5 2 | 13484 | WASCO 1 1 | 1 | Closed | Line | NO | -235.1 | 3.4 | 235.1 | 1205.6 | 19.7 | 0.54 | -24.51
28215 | SAN CLEMENTE 3 2 | 28272 | CAMP PENDLETON 1 | 1 | Closed | Line | NO | -23.7 | -35.4 | 42.6 | 216.5 | 19.7 | 0.05 | -1.39
25108 | BAKERSFIELD 4 1 | 26153 | TUPMAN 2 2 | 1 | Closed | Line | NO | -234.2 | -25.3 | 235.6 | 1197.4 | 19.7 | 0.55 | -14.07
25877 | LA PUENTE 5 2 | 25930 | NORWALK 4 1 | 1 | Closed | Line | NO | 228.9 | -10.7 | 229.2 | 1164.8 | 19.7 | 0.21 | -12.77
23286 | SAN JOAQUIN 1 3 | 23285 | SAN JOAQUIN 1 2 | 1 | Closed | Transformer | YES | -76.2 | 6.1 | 76.4 | 388.4 | 19.7 | 0.04 | 2.22
28033 | FULLERTON 2 1 | 28039 | ANAHEIM 5 2 | 1 | Closed | Line | NO | 11.6 | -34.6 | 36.5 | 185.8 | 19.7 | 0.01 | -0.15
50406 | MILFORD 3 1 | 50388 | DELTA 2 6 | 1 | Closed | Line | NO | -574.9 | -17.8 | 575.2 | 2971.1 | 19.7 | 3.9 | -97.67
13448 | ONTARIO 1 2 | 74109 | HORSESHOE BEND 3 | 1 | Closed | Line | NO | 43.7 | -5.1 | 44 | 223.9 | 19.6 | 0.32 | -9.29
10578 | EPHRATA 1 | 11047 | COULEE CITY 2 1 | 1 | Closed | Line | NO | -43.4 | -6 | 43.9 | 223.3 | 19.6 | 0.13 | -5.42
21527 | SAN JOSE 28 1 | 23432 | LODI 6 2 | 1 | Closed | Line | NO | -236.9 | -59.5 | 244.3 | 1243.7 | 19.6 | 1.13 | -58.13
13681 | ARLINGTON 8 1 | 13695 | BOARDMAN 4 1 | 1 | Closed | Line | NO | -794 | 35.7 | 794.8 | 4144.2 | 19.6 | 0.78 | -139.3
21477 | FREMONT 8 1 | 21504 | MILPITAS 2 2 | 1 | Closed | Line | NO | 44.1 | 8.4 | 44.9 | 228.5 | 19.6 | 0.03 | -0.11
13261 | PORTLAND 13 1 | 13181 | BEAVERTON 3 2 | 1 | Closed | Line | NO | -31.9 | -28.5 | 42.8 | 218.2 | 19.6 | 0.02 | -0.14
10192 | VANCOUVER 17 1 | 10813 | AMBOY 1 | 1 | Closed | Line | NO | -214.6 | -104.5 | 238.7 | 1215.9 | 19.6 | 0.42 | -18.71
70064 | GILLETTE 1 3 | 70065 | GILLETTE 2 1 | 1 | Closed | Line | NO | 38.9 | -14.9 | 41.7 | 212.2 | 19.6 | 0.19 | -9.36
77208 | TWO DOT 3 | 77063 | BELGRADE 1 | 1 | Closed | Line | NO | 42.9 | -27 | 50.7 | 258.5 | 19.6 | 0.38 | -17.86
13505 | THE DALLES 2 10 | 11001 | GOLDENDALE 5 2 | 1 | Closed | Line | NO | 230.3 | -34.8 | 232.9 | 1187.1 | 19.6 | 0.24 | -13.94
28827 | CALIPATRIA 3 2 | 28902 | CALIPATRIA 6 1 | 1 | Closed | Line | NO | 39.4 | -15.9 | 42.4 | 216.4 | 19.6 | 0 | 0
25254 | SANTA MONICA 2 1 | 25337 | NORTH HOLLYWOOD 3 1 | 1 | Closed | Line | NO | 42.2 | 3.2 | 42.3 | 216 | 19.6 | 0.02 | -0.36
10498 | ENUMCLAW 1 | 10501 | ENUMCLAW 4 | 1 | Closed | TransformerWinding | YES | 52.1 | 13.8 | 53.9 | 275.2 | 19.6 | 0 | 0.1
40795 | PHOENIX 73 2 | 40841 | PHOENIX 74 2 | 1 | Closed | Line | NO | -473.7 | -264.4 | 542.4 | 2769.4 | 19.6 | 1.33 | -92.03
30124 | LAS VEGAS 15 2 | 30122 | LAS VEGAS 14 3 | 1 | Closed | Line | NO | 52.3 | 2.6 | 52.4 | 267.4 | 19.6 | 0.04 | -0.88
28323 | RIVERSIDE 14 3 | 28273 | RIVERSIDE 3 1 | 1 | Closed | Line | NO | 6.4 | 34.9 | 35.5 | 185.2 | 19.6 | 0.04 | -0.81
74250 | CAMBRIDGE 1 | 74252 | CAMBRIDGE 3 | 1 | Closed | Transformer | YES | -89.2 | 2.7 | 89.2 | 455.8 | 19.6 | 0.04 | 2.65
60408 | RYE 1 | 60241 | LA VETA 3 | 1 | Closed | Line | NO | 31.2 | -6.9 | 32 | 163.4 | 19.6 | 0.29 | -1.75
60116 | LA JARA 1 | 60135 | SANFORD 1 | 1 | Closed | Line | NO | 30.8 | -6.3 | 31.4 | 160.5 | 19.6 | 0.22 | -2.54
60350 | DENVER 27 3 | 60331 | DENVER 20 1 | 1 | Closed | Line | NO | -31.4 | 0.6 | 31.4 | 160.5 | 19.6 | 0.01 | -0.11
23078 | MODESTO 2 1 | 23310 | MODESTO 10 2 | 1 | Closed | Line | NO | -39.6 | -14.5 | 42.1 | 215.6 | 19.6 | 0.04 | -0.21
25304 | LOS ANGELES 8 1 | 25520 | COMPTON 1 1 | 1 | Closed | Line | NO | 40.2 | 13.3 | 42.3 | 216.8 | 19.6 | 0.02 | -0.34
60869 | CRAIG 2 3 | 60065 | CRAIG 1 1 | 1 | Closed | Line | NO | 30.7 | -0.7 | 30.7 | 157 | 19.5 | 0.22 | -0.41
25321 | MANHATTAN BEACH 1 | 25447 | LOS ANGELES 39 1 | 1 | Closed | Line | NO | 39.8 | -16.3 | 43 | 220.1 | 19.5 | 0.04 | -1.16
74177 | IDAHO FALLS 5 1 | 74271 | IONA 1 1 | 1 | Closed | Line | NO | -43.5 | 0.7 | 43.5 | 224.2 | 19.5 | 0.09 | -4.03
25752 | WEST COVINA 4 1 | 25878 | LA PUENTE 5 3 | 1 | Closed | Line | NO | -40.5 | -13.4 | 42.7 | 218.6 | 19.5 | 0.06 | -0.31
70162 | ALCOVA 2 2 | 70161 | ALCOVA 2 1 | 1 | Closed | Transformer | YES | 75.1 | -15.9 | 76.7 | 394.7 | 19.5 | 0.03 | 1.82
74004 | WEISER 1 | 13448 | ONTARIO 1 2 | 1 | Closed | Line | NO | 43 | -18.1 | 46.7 | 239 | 19.5 | 0.25 | -2.36
26195 | CASTAIC 3 2 | 25885 | LANCASTER 7 2 | 1 | Closed | Line | NO | -231.9 | -45.8 | 236.4 | 1210.4 | 19.5 | 0.34 | -29.69
20006 | CRESCENT CITY 2 | 20005 | CRESCENT CITY 1 | 1 | Closed | Transformer | YES | -72.3 | 16.5 | 74.2 | 380 | 19.5 | 0.02 | 1.25
11076 | PATEROS 3 | 11075 | PATEROS 2 | 1 | Closed | Transformer | YES | -76 | 9.6 | 76.6 | 392.6 | 19.5 | 0.02 | 1.32
10439 | EVERETT 9 1 | 10382 | MARYSVILLE 2 2 | 1 | Closed | Line | NO | 41 | -5.7 | 41.4 | 212.3 | 19.5 | 0.02 | -0.16
13283 | PORTLAND 19 1 | 13294 | PORTLAND 26 1 | 1 | Closed | Line | NO | 8.3 | 32 | 33 | 183 | 19.5 | 0.02 | -2.78
60388 | DENVER 38 1 | 60346 | DENVER 25 3 | 1 | Closed | Line | NO | -31.4 | -0.4 | 31.4 | 161.1 | 19.5 | 0.01 | -0.01
23145 | SONORA 1 1 | 23146 | SONORA 2 1 | 1 | Closed | Line | NO | -40.5 | 17.1 | 43.9 | 226.6 | 19.5 | 0.07 | -0.53
26000 | LOS ANGELES 80 2 | 25573 | LOS ANGELES 76 1 | 1 | Closed | Line | NO | 32.4 | -26.5 | 41.9 | 214.6 | 19.5 | 0.02 | -0.33
23301 | ALPAUGH 2 | 23241 | EARLIMART 2 | 1 | Closed | Line | NO | 45.5 | 2.3 | 45.6 | 233.8 | 19.5 | 0.08 | -0.18
53220 | WATERFLOW 9 | 40655 | CHINLE 1 | 1 | Closed | Line | NO | 585.9 | -14.8 | 586 | 3104.4 | 19.5 | 3.09 | -178.55
50406 | MILFORD 3 1 | 50453 | SAINT GEORGE 5 1 | 1 | Closed | Line | NO | 558.8 | -285.2 | 627.4 | 3217.6 | 19.5 | 4.19 | -357.73
25639 | PALMDALE 3 1 | 26228 | SANTA CLARITA 5 9 | 1 | Closed | Line | NO | -237.2 | -21.8 | 238.2 | 1221.9 | 19.5 | 0.55 | -23.22
21355 | SUNNYVALE 1 1 | 21628 | SANTA CLARA 6 2 | 1 | Closed | Line | NO | -43.3 | -5.3 | 43.7 | 224.2 | 19.5 | 0.06 | -0.24
30117 | LAS VEGAS 13 1 | 30434 | BOULDER CITY 6 1 | 1 | Closed | Line | NO | -51.2 | -2.3 | 51.2 | 264.8 | 19.5 | 0.19 | -7.36
20116 | SACRAMENTO 1 1 | 20171 | SACRAMENTO 24 1 | 1 | Closed | Line | NO | 30.4 | -25.5 | 39.6 | 203.4 | 19.5 | 0.02 | -0.86
53059 | SANDIA PARK 2 | 53307 | ALBUQUERQUE 31 3 | 1 | Closed | Line | NO | -28.2 | 1.1 | 28.3 | 157 | 19.5 | 0.04 | -10.53
28666 | PALM DESERT 1 1 | 28667 | PALM DESERT 2 1 | 1 | Closed | Line | NO | 8.4 | 31.9 | 33 | 177.4 | 19.5 | 0.04 | -1.61
53166 | LAGUNA 2 | 53274 | CUBERO 2 | 1 | Closed | Line | NO | -31.6 | 1.3 | 31.6 | 165.3 | 19.5 | 0.45 | -1.95
30066 | GARDNERVILLE 2 1 | 30072 | YERINGTON 1 1 | 1 | Closed | Line | NO | -50.8 | 0.9 | 50.8 | 264.2 | 19.5 | 0.37 | -3.6
70096 | GLENROCK 2 2 | 70059 | GLENROCK 1 1 | 1 | Closed | Line | NO | -37.1 | 20.3 | 42.3 | 222.3 | 19.5 | 0.03 | -1.78
21641 | PITTSBURG 5 1 | 21646 | PITTSBURG 5 6 | 1 | Closed | Transformer | YES | -253.3 | -228.1 | 340.9 | 1788.1 | 19.5 | 0.14 | 10.06
28675 | LA QUINTA 2 1 | 28677 | INDIO 1 1 | 1 | Closed | Line | NO | 39 | 13.5 | 41.3 | 218.7 | 19.4 | 0.05 | -3.53
74021 | SPIRIT LAKE 2 | 74030 | ATHOL 1 | 1 | Closed | Line | NO | -45.1 | -8 | 45.8 | 235.7 | 19.4 | 0.24 | -2.49
10641 | SPOKANE 6 1 | 10665 | SPOKANE 18 1 | 1 | Closed | Line | NO | 43.2 | -10.1 | 44.4 | 228.3 | 19.4 | 0.04 | -0.29
50182 | NEPHI 1 | 50277 | MORONI 1 | 1 | Closed | Line | NO | -51.3 | -3.6 | 51.4 | 264.7 | 19.4 | 0.13 | -4.09
28148 | LAGUNA WOODS 3 | 28179 | FOOTHILL RANCH 3 | 1 | Closed | Line | NO | 19.4 | 33.2 | 38.5 | 206.3 | 19.4 | 0.03 | -1.9
28469 | MURRIETA 3 1 | 28438 | MENIFEE 1 1 | 1 | Closed | Line | NO | -42.9 | -9.6 | 44 | 226.5 | 19.4 | 0.03 | -3.01
50126 | WEST JORDAN 3 1 | 50139 | SALT LAKE CITY 11 1 | 1 | Closed | Line | NO | 40.2 | 28.5 | 49.3 | 254.4 | 19.4 | 0.02 | -0.31
30278 | FALLON 2 1 | 30308 | FALLON 4 2 | 1 | Closed | Line | NO | -49.2 | -10.5 | 50.3 | 267.8 | 19.4 | 0.32 | -26.57
20465 | HERALD 1 | 23431 | LODI 6 1 | 1 | Closed | Line | NO | 778.8 | 32.8 | 779.5 | 4120.9 | 19.4 | 0.48 | -153.19
60765 | MONTROSE 3 1 | 60071 | PAONIA 1 | 1 | Closed | Line | NO | 29.7 | -0.1 | 29.7 | 153 | 19.4 | 0.38 | -0.99
53234 | PREWITT 7 | 53299 | FRUITLAND 2 6 | 1 | Closed | Line | NO | -525 | -16.9 | 525.3 | 2841.7 | 19.4 | 3.66 | -174.36
10617 | COLLEGE PLACE 1 | 13573 | HELIX 2 1 | 1 | Closed | Line | NO | -42.4 | 4.6 | 42.6 | 222.1 | 19.4 | 0.13 | -2.52
26135 | AVILA BEACH 6 | 26160 | MC KITTRICK 2 1 | 1 | Closed | Line | NO | 766.4 | -223.4 | 798.3 | 4113.4 | 19.4 | 1.71 | -392.61
13464 | HELIX 1 1 | 13466 | HELIX 1 3 | 1 | Closed | Transformer | YES | -86.5 | 19.6 | 88.7 | 456.8 | 19.4 | 0.03 | 1.87
60006 | CORTEZ 2 | 60005 | CORTEZ 1 | 1 | Closed | Transformer | YES | -29.4 | -5.6 | 30 | 155 | 19.4 | 0.01 | 0.39
25511 | GLENDALE 4 1 | 25538 | GLENDALE 7 1 | 1 | Closed | Line | NO | 15.2 | -35.6 | 38.7 | 199.8 | 19.4 | 0.03 | -0.84
20481 | REDDING 11 2 | 20480 | REDDING 11 1 | 1 | Closed | Transformer | YES | -71.8 | 17.9 | 74 | 381.7 | 19.4 | 0.02 | 1.08
40933 | JOSEPH CITY 2 3 | 40609 | JOSEPH CITY 1 3 | 1 | Closed | Line | NO | 26.9 | 7.7 | 28 | 146 | 19.4 | 0.08 | -1.25
53004 | MORA 1 | 53020 | RANCHOS DE TAOS 1 | 1 | Closed | Line | NO | -32.7 | 3.3 | 32.9 | 177.7 | 19.4 | 0.27 | -6.43
40502 | TUCSON 11 1 | 40526 | TUCSON 22 1 | 1 | Closed | Line | NO | 7.5 | -23.3 | 24.5 | 126.4 | 19.4 | 0.02 | -0.79
60159 | CANON CITY 2 2 | 60172 | FLORISSANT 1 | 1 | Closed | Line | NO | 26.5 | -10.8 | 28.6 | 148 | 19.4 | 0.24 | -1.41
25228 | NORTHRIDGE 2 1 | 25291 | LOS ANGELES 4 1 | 1 | Closed | Line | NO | 32.2 | -25.5 | 41.1 | 212.3 | 19.4 | 0.02 | -4.4
77221 | HUNGRY HORSE 1 | 77223 | HUNGRY HORSE 3 | 1 | Closed | Transformer | YES | -83.2 | -15.4 | 84.6 | 439.3 | 19.3 | 0.03 | 2.11
20065 | LOS MOLINOS 3 | 20080 | CHICO 6 1 | 1 | Closed | Line | NO | 43.5 | -0.6 | 43.5 | 224.8 | 19.3 | 0.29 | -2.84
50176 | LEHI 2 1 | 50428 | PAYSON 3 5 | 1 | Closed | Line | NO | -529.8 | -1.7 | 529.8 | 2752.9 | 19.3 | 0.91 | -43.62
10697 | CLE ELUM 2 1 | 10699 | CLE ELUM 2 3 | 1 | Closed | Transformer | YES | -79.4 | 17.2 | 81.2 | 420.3 | 19.3 | 0.05 | 2.69
23385 | INYOKERN 3 1 | 25764 | CALIFORNIA CITY 1 | 1 | Closed | Line | NO | 42.8 | -8.3 | 43.6 | 226.1 | 19.3 | 0.35 | -18.31
70023 | FORT WASHAKIE 3 | 70028 | THERMOPOLIS 2 | 1 | Closed | Line | NO | -49.2 | 8.4 | 49.9 | 271.1 | 19.3 | 0.67 | -7.38
40638 | TOMBSTONE 3 | 40620 | SAINT DAVID 1 | 1 | Closed | Line | NO | 27.3 | -7.8 | 28.4 | 147.4 | 19.3 | 0.07 | -0.13
29064 | CABAZON 3 | 29065 | CABAZON 4 | 1 | Closed | TransformerWinding | YES | 21.6 | -4.3 | 22 | 114.4 | 19.3 | 0.01 | 0.45
26010 | MOJAVE 11 1 | 26012 | MOJAVE 11 3 | 1 | Closed | Transformer | YES | -90.8 | -34.3 | 97 | 506 | 19.3 | 0.03 | 1.48
50263 | PLEASANT GROVE 2 1 | 50428 | PAYSON 3 5 | 1 | Closed | Line | NO | -526.3 | -14.9 | 526.5 | 2743.2 | 19.3 | 1 | -57.09
50437 | SALT LAKE CITY 31 1 | 50185 | SANDY 4 1 | 1 | Closed | Line | NO | 51.4 | -1.1 | 51.4 | 266.5 | 19.3 | 0.02 | -0.44
40610 | KAYENTA 1 | 40613 | KAYENTA 4 | 1 | Closed | TransformerWinding | YES | 23.5 | 4.9 | 24.1 | 124.8 | 19.3 | 0 | 0.03
70170 | WHEATLAND 2 1 | 70173 | WHEATLAND 2 4 | 1 | Closed | Transformer | YES | -137.2 | -35 | 141.6 | 741 | 19.3 | 0.06 | 4.11
23169 | FRESNO 5 2 | 23183 | FRESNO 13 1 | 1 | Closed | Line | NO | -42.6 | -9.6 | 43.7 | 227 | 19.3 | 0.09 | -1.46
10926 | NORTH BEND 3 3 | 10506 | DUVALL 1 | 1 | Closed | Line | NO | -39.6 | 15.1 | 42.4 | 220.3 | 19.3 | 0.03 | -0.11
25117 | BAKERSFIELD 6 1 | 25915 | BAKERSFIELD 24 1 | 1 | Closed | Line | NO | -41.3 | -10.2 | 42.6 | 221 | 19.3 | 0.06 | -1.41
10747 | BRIDGEPORT 1 | 10755 | BRIDGEPORT 9 | 1 | Closed | Transformer | YES | -333.8 | 30.7 | 335.2 | 1741 | 19.3 | 0.15 | 10.68
53135 | ALBUQUERQUE 26 1 | 53273 | CUBERO 1 | 1 | Closed | Line | NO | -106.8 | 0.4 | 106.8 | 559.7 | 19.3 | 0.55 | -8.99
26014 | REDONDO BEACH 4 1 | 25987 | WILMINGTON 3 1 | 1 | Closed | Line | NO | 706 | 290.2 | 763.4 | 4064.3 | 19.3 | 0.22 | -47.42
25729 | HACIENDA HEIGHTS 2 1 | 25986 | PASADENA 8 3 | 1 | Closed | Line | NO | -217.6 | -90.6 | 235.7 | 1224.5 | 19.2 | 0.32 | -20.15
50451 | GRANTSVILLE 2 2 | 50027 | GRANTSVILLE 1 1 | 1 | Closed | Line | NO | 53.3 | -2 | 53.3 | 277 | 19.2 | 0.24 | -3.71
40679 | SAINT JOHNS 1 3 | 53209 | ZUNI 1 | 1 | Closed | Line | NO | 26.9 | -3.3 | 27.1 | 141.2 | 19.2 | 0.14 | -8.12
40809 | GLENDALE 23 1 | 40815 | GLENDALE 23 7 | 1 | Closed | Transformer | YES | -129.6 | -62.3 | 143.8 | 756.9 | 19.2 | 0.05 | 3.94
26142 | SANTA MARGARITA 2 1 | 26135 | AVILA BEACH 6 | 1 | Closed | Line | NO | -751.7 | 15.1 | 751.9 | 4098.3 | 19.2 | 0.99 | -217.88
74047 | NAMPA 3 2 | 74061 | NAMPA 6 3 | 1 | Closed | Line | NO | 42 | 11.3 | 43.5 | 228.2 | 19.2 | 0.12 | -1.78
23201 | CLOVIS 2 1 | 23189 | FRESNO 15 1 | 1 | Closed | Line | NO | -42.9 | -10.7 | 44.2 | 229.8 | 19.2 | 0.03 | -0.34
28409 | SAN DIEGO 5 1 | 28443 | SAN DIEGO 8 1 | 1 | Closed | Line | NO | 39.4 | 6.4 | 39.9 | 207.6 | 19.2 | 0.01 | -0.13
60203 | DENVER 2 1 | 60283 | ARVADA 8 3 | 1 | Closed | Line | NO | -3.3 | 35.2 | 35.3 | 189.8 | 19.2 | 0.02 | -1.17
26167 | FELLOWS 2 1 | 26049 | FELLOWS 1 2 | 1 | Closed | Line | NO | 233.2 | -4.3 | 233.2 | 1214 | 19.2 | 0.06 | -5.55
10626 | SPRINGDALE 1 | 11055 | FORD 2 2 | 1 | Closed | Line | NO | -43 | 1 | 43 | 225.2 | 19.2 | 0.18 | -0.97
20154 | SACRAMENTO 21 2 | 20213 | RANCHO CORDOVA 2 1 | 1 | Closed | Line | NO | 27.6 | 27.7 | 39 | 204.8 | 19.2 | 0.05 | -0.45
77055 | BOZEMAN 2 2 | 77058 | BOZEMAN 3 1 | 1 | Closed | Line | NO | 47.4 | 0.2 | 47.4 | 246.8 | 19.2 | 0.17 | -1.68
25986 | PASADENA 8 3 | 26237 | GLENDALE 8 1 | 1 | Closed | Line | NO | -209.6 | -101.8 | 233 | 1213.5 | 19.2 | 0.17 | -12.38
10761 | CAMAS 3 2 | 13335 | PORTLAND 42 1 | 1 | Closed | Line | NO | 42.6 | -3.6 | 42.7 | 222.6 | 19.2 | 0.08 | -1.33
40643 | WILLCOX 1 | 40598 | BENSON 1 | 1 | Closed | Line | NO | 29.1 | -4.5 | 29.4 | 153.4 | 19.2 | 0.26 | -1.52
50081 | ROY 2 3 | 50062 | OGDEN 2 1 | 1 | Closed | Line | NO | 51.9 | 14.1 | 53.7 | 280.8 | 19.2 | 0.06 | -0.79
23129 | WINTON 1 | 23147 | PLANADA 1 | 1 | Closed | Line | NO | 44.8 | -10.5 | 46 | 239.7 | 19.2 | 0.12 | -10.08
40809 | GLENDALE 23 1 | 40814 | GLENDALE 23 6 | 1 | Closed | Transformer | YES | -129.6 | -63.6 | 144.4 | 758.4 | 19.2 | 0.03 | 2.61
23210 | SELMA 1 1 | 23224 | REEDLEY 1 1 | 1 | Closed | Line | NO | -40.4 | -11.9 | 42.2 | 219.7 | 19.2 | 0.07 | -6.03
77229 | HELENA 4 2 | 77101 | HELENA 1 1 | 1 | Closed | Line | NO | 42 | 13.7 | 44.1 | 230.6 | 19.2 | 0.08 | -0.58
25170 | BAKERSFIELD 20 1 | 26034 | BAKERSFIELD 31 1 | 1 | Closed | Line | NO | -39.5 | 1.7 | 39.5 | 207 | 19.2 | 0.12 | -1.63
50321 | ALTAMONT 2 | 50324 | ROOSEVELT 3 1 | 1 | Closed | Line | NO | -51.3 | 2.7 | 51.4 | 269.8 | 19.2 | 0.15 | -2.55
60471 | COLORADO SPRINGS 11 1 | 60500 | COLORADO SPRINGS 14 1 | 1 | Closed | Line | NO | -25.8 | -15.1 | 29.9 | 155.9 | 19.2 | 0.03 | -0.59
53138 | LAS CRUCES 6 1 | 53143 | LAS CRUCES 7 1 | 1 | Closed | Line | NO | 30 | 4.9 | 30.4 | 159.1 | 19.2 | 0.14 | -1.33
25571 | LOS ANGELES 75 1 | 25673 | NORWALK 2 1 | 1 | Closed | Line | NO | -18.3 | -29.2 | 34.4 | 179.6 | 19.2 | 0.02 | -1.71
40142 | PEORIA 3 1 | 40143 | PEORIA 4 1 | 1 | Closed | Line | NO | 20.3 | 17 | 26.5 | 140.2 | 19.2 | 0.07 | -0.61
10717 | WENATCHEE 4 1 | 10892 | BURLINGTON 2 1 | 1 | Closed | Line | NO | 647.6 | -372.9 | 747.3 | 4081.3 | 19.2 | 2 | -814
13489 | LOWELL 1 2 | 13488 | LOWELL 1 1 | 1 | Closed | Transformer | YES | -59.9 | -32.1 | 68 | 358.8 | 19.2 | 0.03 | 1.52
30428 | SPARKS 10 1 | 30062 | SPARKS 6 3 | 1 | Closed | Line | NO | 52.3 | -1.6 | 52.3 | 273.3 | 19.2 | 0.07 | -0.94
10983 | BICKLETON 3 1 | 13505 | THE DALLES 2 10 | 1 | Closed | Line | NO | 226.8 | 19.3 | 227.6 | 1208.2 | 19.2 | 0.4 | -28.66
28905 | OCOTILLO 3 | 28706 | HEBER 1 1 | 1 | Closed | Line | NO | -39.8 | 13.4 | 42 | 224.1 | 19.1 | 0.19 | -2.1
60253 | LAFAYETTE 2 3 | 60221 | ARVADA 2 1 | 1 | Closed | Line | NO | -29.2 | -8.1 | 30.3 | 158.2 | 19.1 | 0.02 | -0.08
10314 | SEATTLE 30 1 | 10418 | KENT 6 1 | 1 | Closed | Line | NO | -7.3 | 33 | 33.8 | 183.2 | 19.1 | 0.03 | -1.26
25879 | LA PUENTE 5 4 | 28794 | RANCHO CUCAMONGA 8 1 | 1 | Closed | Line | NO | -675 | -354.5 | 762.4 | 3983 | 19.1 | 0.54 | -136.8
25851 | ROSAMOND 3 2 | 25850 | ROSAMOND 3 1 | 1 | Closed | Transformer | YES | -62.5 | -35.9 | 72.1 | 380.4 | 19.1 | 0.03 | 1.39
60526 | COLORADO SPRINGS 25 2 | 60507 | COLORADO SPRINGS 18 1 | 1 | Closed | Line | NO | 16.3 | 22 | 27.4 | 144.8 | 19.1 | 0.05 | -0.39
30289 | TUSCARORA 1 | 30291 | TUSCARORA 3 | 1 | Closed | Transformer | YES | -18.3 | 0.4 | 18.3 | 95.7 | 19.1 | 0.01 | 0.4
13286 | PORTLAND 22 1 | 13283 | PORTLAND 19 1 | 1 | Closed | Line | NO | -41.9 | 1.5 | 41.9 | 219.4 | 19.1 | 0.02 | -0.21
25374 | TORRANCE 1 1 | 26137 | TORRANCE 8 1 | 1 | Closed | Line | NO | 33.4 | -19.5 | 38.7 | 202.4 | 19.1 | 0.02 | -0.17
21298 | SANTA CRUZ 1 1 | 21398 | SANTA CRUZ 5 1 | 1 | Closed | Line | NO | -211.2 | -17.6 | 211.9 | 1108.5 | 19.1 | 0.25 | -27.44
28601 | CHULA VISTA 7 2 | 28643 | JAMUL 2 | 1 | Closed | Line | NO | 8.2 | 26.6 | 27.8 | 159.7 | 19.1 | 0.03 | -2.84
60322 | DENVER 16 3 | 60377 | LITTLETON 15 1 | 1 | Closed | Line | NO | -16.8 | -21.4 | 27.2 | 142.1 | 19.1 | 0.02 | -2.96
60130 | FRASER 1 | 60162 | BOULDER 2 1 | 1 | Closed | Line | NO | 28.4 | -1.3 | 28.4 | 155.2 | 19.1 | 0.04 | -10.11
77206 | TWO DOT 1 | 77207 | TWO DOT 2 | 1 | Closed | Transformer | YES | -5.8 | -1.9 | 6.1 | 32.2 | 19.1 | 0 | 0.13
40809 | GLENDALE 23 1 | 40813 | GLENDALE 23 5 | 1 | Closed | Transformer | YES | -129.6 | -63.1 | 144.1 | 762.2 | 19.1 | 0.04 | 3.11
28894 | IMPERIAL 2 3 | 28835 | BRAWLEY 3 1 | 1 | Closed | Line | NO | 34.4 | -22.8 | 41.3 | 216.1 | 19.1 | 0.05 | -0.47
30091 | PAHRUMP 3 2 | 30090 | PAHRUMP 3 1 | 1 | Closed | Transformer | YES | -73.3 | 11.9 | 74.3 | 389.3 | 19.1 | 0.03 | 2.13
60653 | PEETZ 3 1 | 60656 | PEETZ 3 4 | 1 | Closed | Transformer | YES | -167.9 | -37.9 | 172.1 | 907.9 | 19.1 | 0.06 | 4.6
77185 | LIBBY 2 1 | 77187 | LIBBY 2 3 | 1 | Closed | Transformer | YES | -82 | 7.4 | 82.3 | 431.4 | 19.1 | 0.03 | 2.24
13113 | EUGENE 10 2 | 13135 | SPRINGFIELD 2 1 | 1 | Closed | Line | NO | -39.7 | 6.8 | 40.3 | 212.7 | 19.1 | 0.08 | -1.33
60589 | CALHAN 1 | 60591 | YODER 1 | 1 | Closed | Line | NO | 28.7 | -2.4 | 28.8 | 152.4 | 19.1 | 0.22 | -8.19
10070 | LAKEBAY 1 1 | 10090 | PORT ORCHARD 2 1 | 1 | Closed | Line | NO | 41.9 | -5.8 | 42.3 | 221.9 | 19.1 | 0.05 | -1.41
74104 | OWYHEE 1 | 74281 | GLENNS FERRY 2 1 | 1 | Closed | Line | NO | -43.6 | -2.6 | 43.6 | 236.7 | 19.1 | 0.76 | -11.25
74258 | HAGERMAN 4 2 | 74257 | HAGERMAN 4 1 | 1 | Closed | Transformer | YES | 47.2 | -53.5 | 71.3 | 380.8 | 19.1 | 0.02 | 1.8
10218 | CLINTON 1 1 | 10235 | SEATTLE 5 1 | 1 | Closed | Line | NO | 32.4 | 21.3 | 38.8 | 211.4 | 19.1 | 0.07 | -2.82
21252 | VALLEJO 5 1 | 21284 | FAIRFIELD 1 1 | 1 | Closed | Line | NO | -41.9 | 4.2 | 42.1 | 222.8 | 19.1 | 0.11 | -2.04
40719 | PEORIA 8 1 | 40228 | MAYER 1 | 1 | Closed | Line | NO | -17.4 | 13.1 | 21.8 | 170 | 19.1 | 0.07 | -14.22
10171 | TACOMA 5 1 | 10298 | SEATTLE 25 1 | 1 | Closed | Line | NO | -29.7 | 25.4 | 39.1 | 208.9 | 19.1 | 0.04 | -1.13
30024 | CARSON CITY 2 1 | 30046 | CARSON CITY 3 2 | 1 | Closed | Line | NO | -37.5 | -33.5 | 50.3 | 263.7 | 19.1 | 0.09 | -3.27
74303 | AMERICAN FALLS 3 1 | 74160 | POCATELLO 1 1 | 1 | Closed | Line | NO | 43.3 | -4.7 | 43.5 | 228.4 | 19 | 0.12 | -0.73
10652 | COLBERT 1 | 10658 | CHATTAROY 1 | 1 | Closed | Line | NO | -40.7 | -11.9 | 42.4 | 222.4 | 19 | 0.1 | -2.2
10928 | CHEHALIS 2 1 | 10930 | CHEHALIS 2 3 | 1 | Closed | Transformer | YES | -87.5 | -55.1 | 103.4 | 552.5 | 19 | 0.05 | 3.2
25967 | TEHACHAPI 5 2 | 25917 | MOJAVE 3 1 | 1 | Closed | Line | NO | -40.9 | 4.5 | 41.1 | 216.3 | 19 | 0.02 | -0.4
11064 | TOUCHET 2 | 11063 | TOUCHET 1 | 1 | Closed | Transformer | YES | -71.7 | -16.2 | 73.5 | 388.3 | 19 | 0.03 | 1.71
50289 | PARK CITY 1 1 | 50230 | SALT LAKE CITY 25 2 | 1 | Closed | Line | NO | 48.4 | 2.3 | 48.5 | 254.8 | 19 | 0.13 | -1.63
74244 | RUPERT 2 1 | 74248 | RUPERT 2 5 | 1 | Closed | Transformer | YES | -3.4 | 0.4 | 3.4 | 18 | 19 | 0 | 0.07
50444 | SALT LAKE CITY 32 2 | 50369 | SALT LAKE CITY 29 1 | 1 | Closed | Line | NO | 51 | 3.8 | 51.1 | 268.8 | 19 | 0.05 | -0.16
60725 | DENVER 55 2 | 60730 | DENVER 55 7 | 1 | Closed | Transformer | YES | -23.2 | -10 | 25.3 | 134.9 | 19 | 0.02 | 0.86
10536 | WAPATO 1 | 10557 | ZILLAH 1 | 1 | Closed | Line | NO | -41.9 | -1.5 | 42 | 221.5 | 19 | 0.14 | -3.47
30290 | TUSCARORA 2 | 30095 | ELKO 3 | 1 | Closed | Line | NO | 42.3 | -8.6 | 43.2 | 227.2 | 19 | 0.26 | -1.44
53101 | ALBUQUERQUE 17 1 | 53125 | PERALTA 1 | 1 | Closed | Line | NO | -28.5 | -7 | 29.4 | 154.5 | 19 | 0.08 | -0.38
28508 | MORENO VALLEY 7 3 | 28434 | HIGHLAND 2 1 | 1 | Closed | Line | NO | -39.2 | 10.6 | 40.6 | 218 | 19 | 0.1 | -2.42
60641 | GROVER 2 | 60640 | GROVER 1 | 1 | Closed | Transformer | YES | -137.8 | 2.1 | 137.8 | 725.2 | 19 | 0.03 | 1.97
50356 | OREM 6 1 | 50362 | OREM 6 7 | 1 | Closed | Transformer | YES | -196.7 | -38 | 200.3 | 1060 | 19 | 0.06 | 4.77
53295 | FRUITLAND 2 2 | 53229 | PREWITT 2 | 1 | Closed | Line | NO | 100.6 | -26.6 | 104 | 547.6 | 19 | 1.48 | -24.42
10441 | MARYSVILLE 4 1 | 10440 | MARYSVILLE 3 1 | 1 | Closed | Line | NO | -30.5 | 26.9 | 40.7 | 216.1 | 19 | 0.04 | -0.51
13107 | GOLD HILL 1 | 13090 | ROGUE RIVER 1 | 1 | Closed | Line | NO | 2.1 | -38.9 | 39 | 205.2 | 19 | 0.11 | -1.79
50334 | MONTICELLO 1 | 50349 | BLANDING 5 | 1 | Closed | Line | NO | 50.8 | -0.5 | 50.8 | 267.4 | 19 | 0.24 | -3.94
60624 | JULESBURG 1 | 60875 | PEETZ 5 1 | 1 | Closed | Line | NO | -24 | 0.5 | 24 | 153.9 | 19 | 0.11 | -16.01
28519 | SAN DIEGO 31 2 | 28498 | SAN DIEGO 30 1 | 1 | Closed | Line | NO | 40.6 | 9.6 | 41.8 | 220.4 | 19 | 0.05 | -0.55
26005 | OXNARD 12 1 | 25825 | OXNARD 9 2 | 1 | Closed | Line | NO | -210.7 | 63.9 | 220.2 | 1169 | 19 | 0.12 | -5.18
30130 | LAS VEGAS 19 1 | 30160 | LAS VEGAS 38 1 | 1 | Closed | Line | NO | -40.8 | -29.4 | 50.3 | 265.3 | 19 | 0.06 | -3.63
21492 | SAN JOSE 16 1 | 21721 | SANTA CLARA 7 2 | 1 | Closed | Line | NO | -43.9 | -4.1 | 44.1 | 232.3 | 19 | 0.03 | -0.39
25096 | OXNARD 4 1 | 25107 | OXNARD 8 1 | 1 | Closed | Line | NO | -9.6 | -34.9 | 36.2 | 190.9 | 19 | 0.02 | -0.77
20206 | CITRUS HEIGHTS 1 1 | 20180 | SACRAMENTO 30 1 | 1 | Closed | Line | NO | 40.6 | 1.9 | 40.6 | 214.1 | 19 | 0.02 | -0.45
25558 | LONG BEACH 6 2 | 28030 | HUNTINGTON BEACH 6 1 | 1 | Closed | Line | NO | 41.3 | 4.3 | 41.6 | 220.8 | 19 | 0.09 | -2.94
53048 | SANTA FE 7 1 | 53023 | SANTA FE 1 1 | 1 | Closed | Line | NO | 32.9 | -12.4 | 35.1 | 185.4 | 19 | 0.17 | -1.73
21288 | SAN LORENZO 2 1 | 21359 | NEWARK 1 1 | 1 | Closed | Line | NO | 37.1 | -9.9 | 38.4 | 202.7 | 19 | 0.04 | -3.24
10454 | RENTON 6 2 | 10285 | SEATTLE 22 1 | 1 | Closed | Line | NO | -41.2 | 9 | 42.2 | 223.7 | 18.9 | 0.01 | -0.68
25048 | GOLETA 1 1 | 25051 | GOLETA 1 4 | 1 | Closed | TransformerWinding | YES | 84.1 | 6.4 | 84.3 | 445.1 | 18.9 | 0.03 | 2
25495 | WILMINGTON 2 1 | 25928 | LONG BEACH 25 2 | 1 | Closed | Line | NO | -44.4 | -0.2 | 44.4 | 234.4 | 18.9 | 0.02 | -0.81
20149 | SACRAMENTO 18 1 | 20133 | SACRAMENTO 10 1 | 1 | Closed | Line | NO | -41 | 4.3 | 41.2 | 218.2 | 18.9 | 0.02 | -1.01
20389 | REDDING 8 3 | 20388 | REDDING 8 2 | 1 | Closed | Transformer | YES | -75.3 | 1.3 | 75.3 | 398 | 18.9 | 0.03 | 1.58
21733 | SAN JOSE 46 1 | 21739 | SAN JOSE 46 7 | 1 | Closed | Transformer | YES | -60.9 | -28.8 | 67.4 | 361.8 | 18.9 | 0.03 | 2.36
60177 | BOULDER 4 1 | 60176 | BOULDER 3 2 | 1 | Closed | Line | NO | -29.8 | 3.3 | 30 | 159.2 | 18.9 | 0.06 | -0.44
28891 | NIPTON 2 3 | 23507 | JEAN 2 3 | 1 | Closed | Line | NO | 41.7 | -8.7 | 42.6 | 225 | 18.9 | 0.08 | -1.9
23500 | LA GRANGE 1 | 23451 | TRACY 8 2 | 1 | Closed | Line | NO | -227.8 | 39.7 | 231.2 | 1241 | 18.9 | 0.35 | -15.89
21070 | SAN RAFAEL 3 1 | 21050 | SAN ANSELMO 1 | 1 | Closed | Line | NO | 35.9 | -21.6 | 41.9 | 221.3 | 18.9 | 0.02 | -0.13
70077 | MOORCROFT 1 | 70185 | GILLETTE 8 3 | 1 | Closed | Line | NO | -42.5 | 4.4 | 42.8 | 235.7 | 18.9 | 0.16 | -8.45
74219 | BOISE 14 2 | 74102 | BOISE 9 1 | 1 | Closed | Line | NO | 43.7 | 0.9 | 43.7 | 231.1 | 18.9 | 0.14 | -0.57
10719 | WENATCHEE 4 3 | 10721 | WENATCHEE 4 5 | 1 | Closed | TransformerWinding | YES | -73.3 | -11.9 | 74.3 | 393.1 | 18.9 | -0.02 | -1.62
28755 | HOLTVILLE 3 1 | 28902 | CALIPATRIA 6 1 | 1 | Closed | Line | NO | 40.8 | -8 | 41.6 | 220 | 18.9 | 0.07 | -4.37
30383 | ELY 2 2 | 30252 | ELY 1 1 | 1 | Closed | Line | NO | 45.6 | -12.8 | 47.4 | 250.8 | 18.9 | 0.42 | -3.14
40604 | HUACHUCA CITY 2 | 40599 | FORT HUACHUCA 1 1 | 1 | Closed | Line | NO | -28 | -9.2 | 29.5 | 156 | 18.9 | 0.1 | -1.22
23374 | MOSS LANDING 1 | 23377 | MOSS LANDING 4 | 1 | Closed | Transformer | YES | -338.2 | 41.5 | 340.8 | 1803.4 | 18.9 | 0.07 | 5.48
30069 | SILVER SPRINGS 1 | 30459 | YERINGTON 2 2 | 1 | Closed | Line | NO | -50.4 | -15.2 | 52.6 | 278.5 | 18.9 | 0.25 | -2.32
40033 | YUMA 5 1 | 40036 | YUMA 5 4 | 1 | Closed | TransformerWinding | YES | 186.4 | 20.7 | 187.6 | 993 | 18.9 | 0.13 | 8.82
10238 | CAMAS 2 1 | 10202 | BRUSH PRAIRIE 1 | 1 | Closed | Line | NO | -41.5 | -5 | 41.8 | 221.1 | 18.9 | 0.03 | -0.46
23197 | FRESNO 19 3 | 23162 | FRESNO 1 1 | 1 | Closed | Line | NO | -41.9 | -10.3 | 43.1 | 228.5 | 18.9 | 0.09 | -2.99
10261 | SEATTLE 14 1 | 10272 | SEATTLE 18 1 | 1 | Closed | Line | NO | 14.9 | 30.4 | 33.8 | 179.7 | 18.9 | 0.01 | -0.09
13076 | EUGENE 2 1 | 13009 | COOS BAY 1 1 | 1 | Closed | Line | NO | 213.1 | -67.8 | 223.6 | 1184.8 | 18.9 | 1.61 | -65.42
13204 | PORTLAND 2 1 | 13123 | NORTH PLAINS 2 | 1 | Closed | Line | NO | -33.3 | -21.8 | 39.8 | 211.1 | 18.9 | 0.07 | -0.94
10168 | VANCOUVER 13 1 | 13337 | PORTLAND 43 1 | 1 | Closed | Line | NO | -7.2 | -33.8 | 34.5 | 183.1 | 18.9 | 0 | -0.28
23079 | MODESTO 3 1 | 23089 | MODESTO 6 1 | 1 | Closed | Line | NO | 39.4 | -1.9 | 39.5 | 209.2 | 18.9 | 0.02 | -0.29
70122 | KEMMERER 2 1 | 70126 | KEMMERER 2 5 | 1 | Closed | Transformer | YES | -104.6 | 36.2 | 110.7 | 587.4 | 18.8 | 0.04 | 2.35
13523 | MADRAS 2 1 | 13580 | LOWELL 4 1 | 1 | Closed | Line | NO | 684.4 | -221 | 719.2 | 4286.3 | 18.8 | 1.34 | -652.23
30080 | BATTLE MOUNTAIN 1 1 | 30318 | CRESCENT VALLEY 1 | 1 | Closed | Line | NO | -49 | 15.6 | 51.4 | 277 | 18.8 | 0.29 | -1.71
28055 | ANAHEIM 7 1 | 28111 | ORANGE 3 1 | 1 | Closed | Line | NO | 21.3 | -31.1 | 37.6 | 199.7 | 18.8 | 0.03 | -0.74
28920 | EL CENTRO 3 2 | 28911 | SEELEY 1 | 1 | Closed | Line | NO | 51.6 | 186.8 | 193.8 | 1086.7 | 18.8 | 0.17 | -11.42
10624 | DAYTON 1 1 | 10659 | CLARKSTON 1 1 | 1 | Closed | Line | NO | 40.5 | 3.5 | 40.7 | 218.1 | 18.8 | 0.17 | -4.27
28212 | SAN JUAN CAPISTRANO 2 2 | 28154 | DANA POINT 1 | 1 | Closed | Line | NO | 36.3 | 13.5 | 38.8 | 206.3 | 18.8 | 0.1 | -0.5
28660 | YUCCA VALLEY 1 1 | 29062 | CABAZON 1 | 1 | Closed | Line | NO | 41.4 | -11.5 | 42.9 | 227.9 | 18.8 | 0.08 | -17.93
28807 | PALA 1 | 28812 | PALA 6 | 1 | Closed | Transformer | YES | -58.7 | -29.1 | 65.6 | 350.4 | 18.8 | 0.01 | 0.94
28079 | SANTA ANA 4 1 | 28090 | NEWPORT BEACH 2 1 | 1 | Closed | Line | NO | -26.7 | 29.8 | 40 | 215.5 | 18.8 | 0.04 | -0.76
50218 | HYDE PARK 1 | 50205 | LOGAN 2 3 | 1 | Closed | Line | NO | -42.3 | 13.1 | 44.3 | 236.3 | 18.8 | 0.04 | -0.5
40492 | TUBA CITY 1 | 40578 | HOTEVILLA 3 | 1 | Closed | Line | NO | 26.9 | 2 | 27 | 143.3 | 18.8 | 0.17 | -1.55
53287 | HURLEY 6 | 53288 | LORDSBURG 2 1 | 1 | Closed | Line | NO | -101.8 | -10.7 | 102.4 | 546.8 | 18.8 | 0.39 | -22.62
74088 | BOISE 5 1 | 74219 | BOISE 14 2 | 1 | Closed | Line | NO | -44.1 | 0.2 | 44.1 | 235.5 | 18.8 | 0.14 | -1.24
60449 | MONUMENT 1 | 60589 | CALHAN 1 | 1 | Closed | Line | NO | -21.7 | 13.5 | 25.5 | 171 | 18.8 | 0.08 | -10.2
60407 | LARKSPUR 1 | 60215 | SEDALIA 3 | 1 | Closed | Line | NO | 28.8 | 6.2 | 29.4 | 156.5 | 18.8 | 0.09 | -0.25
20037 | HIDDEN VALLEY LAKE 1 | 20305 | COBB 1 | 1 | Closed | Line | NO | -40.6 | -2.9 | 40.7 | 216.6 | 18.8 | 0.1 | -1.52
25786 | GLENDORA 3 1 | 25814 | CLAREMONT 1 1 | 1 | Closed | Line | NO | 4.7 | -32.2 | 32.5 | 173 | 18.8 | 0.01 | -3.3
60328 | LITTLETON 9 1 | 60342 | DENVER 23 1 | 1 | Closed | Line | NO | 7.2 | -25.2 | 26.2 | 139.5 | 18.8 | 0.01 | -0.25
29008 | NILAND 1 | 29011 | NILAND 4 | 1 | Closed | Transformer | YES | -60.2 | -29.4 | 67 | 360.3 | 18.8 | 0.03 | 1.39
10608 | PASCO 1 2 | 10943 | KAHLOTUS 3 | 1 | Closed | Line | NO | -39 | -14 | 41.4 | 220.8 | 18.8 | 0.15 | -5.72
50019 | CEDAR CITY 2 1 | 50453 | SAINT GEORGE 5 1 | 1 | Closed | Line | NO | 584 | -169.3 | 608.1 | 3242 | 18.8 | 2.88 | -106.52
20079 | CHICO 5 1 | 20529 | RED BLUFF 3 2 | 1 | Closed | Line | NO | -40.5 | 3.7 | 40.7 | 222.4 | 18.8 | 0.23 | -5.34
21733 | SAN JOSE 46 1 | 21737 | SAN JOSE 46 5 | 1 | Closed | Transformer | YES | -60.9 | -29.7 | 67.8 | 365.1 | 18.8 | 0.03 | 1.5
28161 | MONTCLAIR 1 1 | 28144 | CHINO HILLS 2 2 | 1 | Closed | Line | NO | 40 | -5 | 40.3 | 214.9 | 18.8 | 0.06 | -2.01
10813 | AMBOY 1 | 10816 | AMBOY 4 | 1 | Closed | TransformerWinding | YES | 106.1 | 9.4 | 106.5 | 568.2 | 18.8 | 0.15 | 9.28
53306 | ALBUQUERQUE 31 2 | 53044 | SANTA FE 6 1 | 1 | Closed | Line | NO | 107.3 | 4.6 | 107.4 | 577 | 18.7 | 0.53 | -12.98
20480 | REDDING 11 1 | 20483 | REDDING 11 4 | 1 | Closed | Transformer | YES | -69.1 | -27.1 | 74.2 | 401.2 | 18.7 | 0.03 | 2.56
23233 | TULARE 1 1 | 23345 | SANGER 3 1 | 1 | Closed | Line | NO | -217.4 | 12 | 217.7 | 1195.5 | 18.7 | 0.58 | -39.67
30041 | RENO 15 1 | 30458 | YERINGTON 2 1 | 1 | Closed | Line | NO | -213.8 | 4 | 213.8 | 1192.4 | 18.7 | 0.6 | -58.78
20123 | SACRAMENTO 6 2 | 20148 | SACRAMENTO 17 1 | 1 | Closed | Line | NO | 40.4 | 4.2 | 40.6 | 216.9 | 18.7 | 0.05 | -0.94
21458 | SAN JOSE 9 1 | 21461 | SAN JOSE 9 4 | 1 | Closed | TransformerWinding | YES | 101.4 | -31.2 | 106.1 | 580.2 | 18.7 | 0.15 | 8.08
10587 | MOSES LAKE 2 2 | 10585 | MOSES LAKE 1 1 | 1 | Closed | Line | NO | 36.2 | 20.6 | 41.6 | 224.5 | 18.7 | 0.05 | -0.89
20024 | UKIAH 1 3 | 20533 | EUREKA 3 4 | 1 | Closed | Line | NO | -218.5 | -74.9 | 231 | 1234 | 18.7 | 4.02 | -95.35
20325 | STRAWBERRY VALLEY 1 2 | 20327 | STRAWBERRY VALLEY 1 4 | 1 | Closed | TransformerWinding | YES | -70.6 | 21 | 73.7 | 393.7 | 18.7 | 0.01 | 0.35
77157 | FRENCHTOWN 1 | 77167 | HUSON 1 | 1 | Closed | Line | NO | 34.3 | -13 | 36.7 | 196.4 | 18.7 | 0.18 | -1.4
20198 | SACRAMENTO 35 1 | 20289 | MCCLELLAN 2 | 1 | Closed | Line | NO | -35.3 | -16 | 38.7 | 207.2 | 18.7 | 0.05 | -1.46
40041 | MEADVIEW 1 | 40049 | LITTLEFIELD 2 | 1 | Closed | Line | NO | -25.9 | 7.1 | 26.9 | 153.5 | 18.7 | 0.35 | -4.32
28807 | PALA 1 | 28811 | PALA 5 | 1 | Closed | Transformer | YES | -58.7 | -29.2 | 65.6 | 353.2 | 18.7 | 0.02 | 0.88
21105 | SAN FRANCISCO 13 1 | 21125 | SAN FRANCISCO 21 2 | 1 | Closed | Line | NO | -27.5 | 28 | 39.2 | 212 | 18.7 | 0.02 | -0.47
50219 | SALT LAKE CITY 24 1 | 50210 | SALT LAKE CITY 23 2 | 1 | Closed | Line | NO | -48.9 | -12 | 50.4 | 269.8 | 18.7 | 0.05 | -0.71
40767 | COCHISE 3 | 40766 | COCHISE 2 | 1 | Closed | Transformer | YES | -135.1 | 11.7 | 135.6 | 726.4 | 18.7 | 0.05 | 3.38
40429 | FLAGSTAFF 3 2 | 40428 | FLAGSTAFF 3 1 | 1 | Closed | Transformer | YES | -150 | -21.4 | 151.5 | 814.5 | 18.7 | 0.05 | 2.84
40429 | FLAGSTAFF 3 2 | 40428 | FLAGSTAFF 3 1 | 2 | Closed | Transformer | YES | -150 | -21.4 | 151.5 | 814.5 | 18.7 | 0.05 | 2.84
74312 | AMERICAN FALLS 4 2 | 74156 | AMERICAN FALLS 1 1 | 1 | Closed | Line | NO | 41.8 | -6.7 | 42.3 | 227 | 18.6 | 0.07 | -2.6
10076 | GIG HARBOR 1 1 | 10133 | GIG HARBOR 2 1 | 1 | Closed | Line | NO | 40.4 | -5.9 | 40.8 | 218.9 | 18.6 | 0.02 | -2.97
30204 | LAS VEGAS 56 1 | 30232 | LAS VEGAS 65 1 | 1 | Closed | Line | NO | -14.6 | -45.2 | 47.5 | 254.8 | 18.6 | 0.03 | -1.17
10594 | KENNEWICK 1 1 | 10601 | KENNEWICK 2 1 | 1 | Closed | Line | NO | 40.6 | -5.2 | 40.9 | 219.4 | 18.6 | 0.01 | -1.12
10701 | CLE ELUM 2 5 | 10718 | WENATCHEE 4 2 | 1 | Closed | Line | NO | -218.9 | 12.8 | 219.2 | 1199.5 | 18.6 | 0.67 | -29.69
40119 | GLENDALE 9 1 | 40169 | GLENDALE 20 1 | 1 | Closed | Line | NO | 22.5 | 13.4 | 26.2 | 142.9 | 18.6 | 0.02 | -0.84
40582 | WINSLOW 2 | 40933 | JOSEPH CITY 2 3 | 1 | Closed | Line | NO | -27.6 | -4.2 | 27.9 | 149.8 | 18.6 | 0.2 | -1.7
13484 | WASCO 1 1 | 13619 | ARLINGTON 7 4 | 1 | Closed | Line | NO | -221.8 | 1.4 | 221.8 | 1194.9 | 18.6 | 0.24 | -14.21
10747 | BRIDGEPORT 1 | 10754 | BRIDGEPORT 8 | 1 | Closed | Transformer | YES | -323 | 28.2 | 324.2 | 1741.1 | 18.6 | 0.09 | 8.12
10856 | CENTRALIA 2 1 | 10860 | CENTRALIA 2 5 | 1 | Closed | Transformer | YES | -322.8 | 95.8 | 336.7 | 1808.9 | 18.6 | 0.08 | 6.71
70101 | GLENROCK 2 7 | 70161 | ALCOVA 2 1 | 1 | Closed | Line | NO | 223.4 | -4.3 | 223.5 | 1223.5 | 18.6 | 0.97 | -52.41
60301 | FORT COLLINS 5 1 | 60684 | PLATTEVILLE 2 3 | 1 | Closed | Line | NO | 108.1 | 11.4 | 108.7 | 605.3 | 18.6 | 0.19 | -20.72
23491 | PIONEER 3 3 | 23492 | PIONEER 3 4 | 1 | Closed | TransformerWinding | YES | 21 | 0.5 | 21 | 112.9 | 18.6 | 0.02 | 0.52
77133 | MISSOULA 2 1 | 77227 | HUNGRY HORSE 7 | 1 | Closed | Line | NO | -199.6 | -93.1 | 220.2 | 1184 | 18.6 | 1.37 | -169.5
53251 | DEMING 3 2 | 53250 | DEMING 3 1 | 1 | Closed | Transformer | YES | -132 | 17.6 | 133.2 | 716.2 | 18.6 | 0.04 | 2.3
60317 | ERIE 2 | 60373 | DACONO 1 | 1 | Closed | Line | NO | -29.6 | 5 | 30 | 162 | 18.6 | 0.03 | -0.42
30288 | FALLON 3 2 | 30426 | FERNLEY 2 1 | 1 | Closed | Line | NO | 41.9 | -26.1 | 49.4 | 265.9 | 18.6 | 0.12 | -4.27
20070 | WOODLAND 2 1 | 20072 | WOODLAND 3 2 | 1 | Closed | Line | NO | -39.8 | 5.9 | 40.2 | 216.8 | 18.6 | 0.05 | -0.12
25575 | LONG BEACH 10 1 | 25475 | LOS ANGELES 49 3 | 1 | Closed | Line | NO | 148 | 140.3 | 204 | 1109.8 | 18.6 | 0.08 | -3.05
53006 | TAOS 2 | 53001 | ANGEL FIRE 1 | 1 | Closed | Line | NO | -31.9 | -1.7 | 31.9 | 172.3 | 18.6 | 0.11 | -1.64
28719 | HINKLEY 1 3 | 28869 | HINKLEY 3 1 | 1 | Closed | Line | NO | -41.5 | -6 | 41.9 | 226.1 | 18.6 | 0.05 | -0.1
77025 | HARLEM 1 | 77033 | CHINOOK 1 | 1 | Closed | Line | NO | 42.2 | -9 | 43.1 | 232.5 | 18.6 | 0.24 | -2
25246 | VAN NUYS 1 1 | 25299 | VAN NUYS 7 1 | 1 | Closed | Line | NO | -33.3 | 21 | 39.4 | 212.3 | 18.6 | 0.03 | -0.05
28459 | APPLE VALLEY 1 2 | 28476 | APPLE VALLEY 3 1 | 1 | Closed | Line | NO | 31.5 | 23.4 | 39.2 | 212.4 | 18.6 | 0.04 | -0.35
25244 | LOS ANGELES 2 1 | 25232 | ENCINO 2 1 | 1 | Closed | Line | NO | -28.9 | 25.8 | 38.8 | 209.5 | 18.5 | 0.02 | -0.14
23420 | SHAVER LAKE 2 9 | 30387 | SPARKS 9 1 | 1 | Closed | Line | NO | -605 | -449 | 753.4 | 4062 | 18.5 | 2.42 | -857.32
28257 | FONTANA 3 1 | 28292 | RIVERSIDE 10 1 | 1 | Closed | Line | NO | -8.3 | -35 | 36 | 194 | 18.5 | 0.02 | -1.13
10870 | SPOKANE 21 1 | 10872 | SPOKANE 21 3 | 1 | Closed | Transformer | YES | -61.5 | -30.4 | 68.6 | 372.8 | 18.5 | 0.02 | 1.08
20291 | BURNEY 1 1 | 20322 | MONTGOMERY CREEK 1 7 | 1 | Closed | Line | NO | -159.1 | -143.1 | 214 | 1154.3 | 18.5 | 0.17 | -13.47
77100 | CONRAD 1 | 77281 | FAIRFIELD 7 3 | 1 | Closed | Line | NO | -36.8 | 2.5 | 36.8 | 208.9 | 18.5 | 0.11 | -9.38
10287 | PUYALLUP 2 1 | 10297 | SEATTLE 24 2 | 1 | Closed | Line | NO | 39.2 | 10.6 | 40.6 | 219.9 | 18.5 | 0.06 | -0.69
10293 | FEDERAL WAY 3 1 | 10475 | BUCKLEY 1 | 1 | Closed | Line | NO | -39.5 | -9.3 | 40.6 | 219.1 | 18.5 | 0.08 | -2.27
20322 | MONTGOMERY CREEK 1 7 | 20365 | MONTGOMERY CREEK 2 1 | 1 | Closed | Line | NO | 218.1 | 47.5 | 223.2 | 1212.7 | 18.5 | 0.26 | -7.58
30307 | FALLON 4 1 | 30075 | FALLON 1 1 | 1 | Closed | Line | NO | 206.5 | 53.1 | 213.3 | 1199.7 | 18.5 | 0.75 | -30.78
40014 | BULLHEAD CITY 3 1 | 30254 | LAUGHLIN 2 | 1 | Closed | Line | NO | -7.3 | -21.8 | 23 | 124.3 | 18.5 | 0.01 | -3.15
21733 | SAN JOSE 46 1 | 21735 | SAN JOSE 46 3 | 1 | Closed | Transformer | YES | -60.9 | -29.7 | 67.8 | 369.7 | 18.5 | 0.03 | 1.49
50317 | DUCHESNE 1 | 50326 | MYTON 1 | 1 | Closed | Line | NO | -49.6 | 2.6 | 49.7 | 271.3 | 18.5 | 0.41 | -2.03
20186 | SACRAMENTO 32 1 | 20175 | SACRAMENTO 28 1 | 1 | Closed | Line | NO | 38.4 | -9.8 | 39.7 | 214.3 | 18.5 | 0.02 | -0.24
53273 | CUBERO 1 | 53229 | PREWITT 2 | 1 | Closed | Line | NO | -104.1 | -13.1 | 104.9 | 568.4 | 18.5 | 0.88 | -5.39
40051 | AGUILA 2 | 40045 | SALOME 1 | 1 | Closed | Line | NO | -24.2 | -6.8 | 25.1 | 135.8 | 18.5 | 0.14 | -4.31
28016 | BUENA PARK 3 1 | 28111 | ORANGE 3 1 | 1 | Closed | Line | NO | 38.2 | -14.4 | 40.9 | 220.8 | 18.5 | 0.06 | -0.66
25010 | PASO ROBLES 2 2 | 25015 | ATASCADERO 1 3 | 1 | Closed | Line | NO | 39.3 | -3.1 | 39.4 | 212.9 | 18.5 | 0.15 | -2.93
40975 | DATELAND 3 1 | 40978 | DATELAND 3 4 | 1 | Closed | TransformerWinding | YES | -18.8 | 0.2 | 18.8 | 101.7 | 18.5 | 0 | -0.03
53030 | MORIARTY 1 | 53271 | WILLARD 2 2 | 1 | Closed | Line | NO | -27.7 | -4.6 | 28.1 | 151.9 | 18.5 | 0.18 | -7.31
10025 | ROCHESTER 1 | 10929 | CHEHALIS 2 2 | 1 | Closed | Line | NO | -40 | -5.3 | 40.4 | 219.1 | 18.5 | 0.18 | -0.85
30017 | CARSON CITY 1 2 | 30016 | CARSON CITY 1 1 | 1 | Closed | Transformer | YES | -10.1 | 11.4 | 15.3 | 82.6 | 18.5 | 0.01 | 0.23
25048 | GOLETA 1 1 | 25059 | SANTA BARBARA 6 1 | 1 | Closed | Line | NO | 224.7 | -36.5 | 227.6 | 1233.4 | 18.5 | 0.47 | -24.44
28152 | ALISO VIEJO 2 1 | 28149 | ALISO VIEJO 1 1 | 1 | Closed | Line | NO | 11 | -36.9 | 38.5 | 208.8 | 18.4 | 0.01 | -0.09
23167 | FRESNO 4 1 | 23172 | FRESNO 6 1 | 1 | Closed | Line | NO | -42.4 | -9 | 43.3 | 235.1 | 18.4 | 0.06 | -0.04
23330 | KING CITY 2 2 | 23472 | SAN ARDO 2 3 | 1 | Closed | Line | NO | 41.8 | -19.8 | 46.2 | 250.7 | 18.4 | 0.08 | -13.56
13460 | KENO 2 | 20048 | MONTAGUE 1 | 1 | Closed | Line | NO | 40.4 | -8.7 | 41.4 | 224.4 | 18.4 | 0.35 | -3.88
60555 | GREELEY 4 3 | 60560 | LA SALLE 1 | 1 | Closed | Line | NO | -24.7 | -5.9 | 25.4 | 137.8 | 18.4 | 0.01 | -1.2
13496 | THE DALLES 2 1 | 13504 | THE DALLES 2 9 | 1 | Closed | Transformer | YES | -316.6 | 21.3 | 317.4 | 1723.9 | 18.4 | 0.06 | 3.7
28385 | MORENO VALLEY 3 1 | 28504 | MORENO VALLEY 6 1 | 1 | Closed | Line | NO | 17.6 | 32.2 | 36.7 | 200.3 | 18.4 | 0.02 | -0.17
40502 | TUCSON 11 1 | 40491 | TUCSON 5 1 | 1 | Closed | Line | NO | -27.2 | 3.7 | 27.5 | 149.9 | 18.4 | 0.02 | -0.55
50001 | IVINS 1 | 30259 | CALIENTE 3 | 1 | Closed | Line | NO | 44.7 | -19.6 | 48.8 | 265.2 | 18.4 | 0.38 | -12.29
25386 | TORRANCE 3 1 | 25407 | TORRANCE 5 1 | 1 | Closed | Line | NO | 32.1 | -21.2 | 38.5 | 209.1 | 18.4 | 0.03 | -0.1
40498 | TUCSON 9 1 | 40532 | TUCSON 26 3 | 1 | Closed | Line | NO | 27.7 | 0 | 27.7 | 150.5 | 18.4 | 0.02 | -0.22
29004 | ESCONDIDO 12 1 | 28437 | SAN MARCOS 2 1 | 1 | Closed | Line | NO | 37.6 | 13 | 39.8 | 217.9 | 18.4 | 0.03 | -0.9
28221 | CORONA 3 1 | 28233 | NORCO 1 | 1 | Closed | Line | NO | -39 | 12.3 | 40.9 | 223.8 | 18.4 | 0.04 | -0.73
74003 | POST FALLS 2 1 | 74208 | RATHDRUM 2 2 | 1 | Closed | Line | NO | -42.6 | -12.7 | 44.5 | 242 | 18.4 | 0.08 | -1.09
25399 | LOS ANGELES 22 1 | 25368 | INGLEWOOD 4 3 | 1 | Closed | Line | NO | -39.2 | -1.6 | 39.3 | 213.6 | 18.4 | 0.02 | -0.31
40392 | SEDONA 2 1 | 40334 | CORNVILLE 1 | 1 | Closed | Line | NO | 30 | -7.3 | 30.9 | 168.2 | 18.4 | 0.05 | -0.27
25813 | POMONA 6 3 | 26024 | POMONA 7 3 | 1 | Closed | Line | NO | 207.9 | 61.9 | 216.9 | 1189.2 | 18.4 | 0.13 | -5.69
26160 | MC KITTRICK 2 1 | 26164 | MC KITTRICK 2 5 | 1 | Closed | Transformer | YES | -303.8 | 41.4 | 306.6 | 1668.8 | 18.4 | 0.08 | 7.53
53133 | ALBUQUERQUE 25 1 | 53111 | ALBUQUERQUE 21 1 | 1 | Closed | Line | NO | 29.7 | 2.9 | 29.9 | 162.7 | 18.4 | 0.05 | -0.56
40922 | PAGE 3 1 | 40927 | PAGE 3 6 | 1 | Closed | Transformer | YES | -179.8 | 13.5 | 180.3 | 982.1 | 18.4 | 0.04 | 2.77
28008 | HUNTINGTON BEACH 4 1 | 29041 | HUNTINGTON BEACH 7 3 | 1 | Closed | Line | NO | -38.7 | -8.8 | 39.7 | 216.3 | 18.4 | 0.02 | -0.26
28980 | ESCONDIDO 11 1 | 28481 | ESCONDIDO 1 1 | 1 | Closed | Line | NO | -38.2 | -11.1 | 39.7 | 216.6 | 18.3 | 0.01 | -0.16
23397 | JEAN 1 3 | 28760 | NIPTON 1 3 | 1 | Closed | Line | NO | -41.8 | -0.8 | 41.8 | 229 | 18.3 | 0.2 | -0.96
70013 | GREEN RIVER 2 1 | 70147 | GREEN RIVER 3 1 | 1 | Closed | Line | NO | -39.6 | 4 | 39.8 | 218.8 | 18.3 | 0.1 | -1.86
50059 | OGDEN 1 1 | 50068 | SYRACUSE 1 | 1 | Closed | Line | NO | -418.7 | -43.1 | 420.9 | 2296.4 | 18.3 | 0.36 | -42.21
13620 | THE DALLES 3 1 | 13629 | THE DALLES 3 10 | 1 | Closed | Transformer | YES | -303.2 | 20.7 | 303.9 | 1659 | 18.3 | 0.08 | 5.8
77272 | NOXON 1 | 77276 | NOXON 5 | 1 | Closed | Transformer | YES | -68.3 | -38.5 | 78.5 | 435 | 18.3 | 0.03 | 2.36
28924 | NORTH PALM SPRINGS 4 1 | 28763 | DESERT HOT SPRINGS 4 2 | 1 | Closed | Line | NO | -200.5 | -24.7 | 202 | 1103 | 18.3 | 0.05 | -1.71
74250 | CAMBRIDGE 1 | 74254 | CAMBRIDGE 5 | 1 | Closed | Transformer | YES | -83 | 2.2 | 83 | 453.6 | 18.3 | 0.06 | 2.13
77185 | LIBBY 2 1 | 77189 | LIBBY 2 5 | 1 | Closed | Transformer | YES | -77.2 | 7.2 | 77.5 | 423.5 | 18.3 | 0.04 | 2.07
60136 | GRAND LAKE 1 | 60855 | ESTES PARK 2 1 | 1 | Closed | Line | NO | -28 | -7.9 | 29.1 | 158.9 | 18.3 | 0.13 | -2.28
23247 | OROSI 1 | 23239 | ORANGE COVE 2 | 1 | Closed | Line | NO | 41 | 3 | 41.1 | 225.5 | 18.3 | 0.08 | -2.26
50204 | LOGAN 2 2 | 74325 | MURTAUGH 3 | 1 | Closed | Line | NO | 12.5 | -63.7 | 64.9 | 1164.1 | 18.3 | 0.22 | -276.24
25103 | OXNARD 6 1 | 26005 | OXNARD 12 1 | 1 | Closed | Line | NO | -214.9 | -45 | 219.5 | 1200.4 | 18.3 | 0.24 | -7
28877 | CALIPATRIA 5 1 | 28826 | CALIPATRIA 3 1 | 1 | Closed | Line | NO | 194.2 | -92.5 | 215.1 | 1176.4 | 18.3 | 0.2 | -13.18
20126 | SACRAMENTO 9 1 | 20146 | ELK GROVE 2 1 | 1 | Closed | Line | NO | -38.8 | 2.9 | 38.9 | 216.7 | 18.3 | 0.02 | -5.09
20476 | REDDING 10 1 | 20497 | REDDING 12 1 | 1 | Closed | Line | NO | 189 | -114 | 220.7 | 1208.2 | 18.3 | 0.18 | -12.12
50014 | TOQUERVILLE 1 | 50015 | NEW HARMONY 1 | 1 | Closed | Line | NO | -50.5 | 2.8 | 50.5 | 278.5 | 18.3 | 0.2 | -1.79
13556 | KLAMATH FALLS 5 3 | 13558 | KLAMATH FALLS 5 5 | 1 | Closed | TransformerWinding | YES | -72.7 | 11.2 | 73.6 | 403.3 | 18.3 | -0.01 | -0.49
13157 | HILLSBORO 4 2 | 13155 | HILLSBORO 3 1 | 1 | Closed | Line | NO | -19.6 | -30.1 | 35.9 | 196.6 | 18.3 | 0.02 | -0.26
10690 | ROOSEVELT 1 1 | 11068 | ROOSEVELT 2 2 | 1 | Closed | Line | NO | 36.6 | 14.8 | 39.4 | 215.9 | 18.3 | 0.01 | -0.02
77194 | ANACONDA 2 2 | 77114 | BUTTE 1 1 | 1 | Closed | Line | NO | 41.7 | 4.7 | 42 | 229.8 | 18.3 | 0.23 | -0.92
25047 | SOLVANG 1 | 25044 | SANTA MARIA 5 1 | 1 | Closed | Line | NO | -38.3 | 1.1 | 38.3 | 213 | 18.2 | 0.13 | -4.53
60584 | KEENESBURG 1 1 | 60586 | KERSEY 1 | 1 | Closed | Line | NO | -29.2 | -0.8 | 29.2 | 160.5 | 18.2 | 0.06 | -1.75
13001 | PORT ORFORD 1 | 13000 | BANDON 1 | 1 | Closed | Line | NO | -38.6 | 6.7 | 39.2 | 223.4 | 18.2 | 0.16 | -5.87
23046 | LATHROP 1 1 | 23086 | MODESTO 5 3 | 1 | Closed | Line | NO | -41.8 | -0.6 | 41.9 | 230.3 | 18.2 | 0.08 | -2.98
10975 | KENNEWICK 6 2 | 10977 | KENNEWICK 6 4 | 1 | Closed | TransformerWinding | YES | -68.6 | -13.2 | 69.8 | 383.1 | 18.2 | -0.01 | -0.44
26160 | MC KITTRICK 2 1 | 26166 | MC KITTRICK 2 7 | 1 | Closed | Transformer | YES | -298.7 | 41.4 | 301.5 | 1654.1 | 18.2 | 0.1 | 8.11
13375 | CHILOQUIN 2 | 13382 | LA PINE 1 | 1 | Closed | Line | NO | -38.4 | 7.3 | 39.1 | 224.6 | 18.2 | 0.5 | -5.46
77007 | LODGE GRASS 1 | 77283 | HARDIN 3 2 | 1 | Closed | Line | NO | -41.1 | 7 | 41.7 | 242.3 | 18.2 | 0.27 | -8.3
60012 | RANGELY 2 | 60014 | RANGELY 4 | 1 | Closed | TransformerWinding | YES | -8.5 | -3.1 | 9.1 | 49.9 | 18.2 | 0 | 0.09
10609 | PASCO 2 1 | 10846 | BURBANK 2 3 | 1 | Closed | Line | NO | -39 | 2.5 | 39.1 | 216.5 | 18.2 | 0.12 | -2.17
28491 | IMPERIAL BEACH 1 | 28563 | SAN YSIDRO 2 | 1 | Closed | Line | NO | 38.2 | 10.4 | 39.6 | 218.4 | 18.2 | 0.03 | -0.9
23405 | KING CITY 3 1 | 23081 | KING CITY 1 1 | 1 | Closed | Line | NO | 37.4 | 4 | 37.6 | 207.6 | 18.2 | 0.06 | -1.95
26160 | MC KITTRICK 2 1 | 26165 | MC KITTRICK 2 6 | 1 | Closed | Transformer | YES | -298.7 | 41 | 301.5 | 1656 | 18.2 | 0.09 | 7.72
60471 | COLORADO SPRINGS 11 1 | 60521 | COLORADO SPRINGS 22 1 | 1 | Closed | Line | NO | -28.5 | 1.1 | 28.5 | 157 | 18.2 | 0.05 | -0.51
20200 | ELK GROVE 5 1 | 20144 | ELK GROVE 1 1 | 1 | Closed | Line | NO | -39.7 | -6.9 | 40.3 | 221.3 | 18.2 | 0.04 | -1.05
25916 | BURBANK 8 1 | 26045 | BURBANK 9 2 | 1 | Closed | Line | NO | 10.3 | -32.6 | 34.2 | 187.7 | 18.2 | 0 | -0.03
50395 | CASTLE DALE 2 1 | 50414 | HELPER 2 1 | 1 | Closed | Line | NO | 432.5 | -201.8 | 477.2 | 2622.5 | 18.2 | 1.11 | -80.54
30079 | MC DERMITT 1 | 30272 | WINNEMUCCA 2 2 | 1 | Closed | Line | NO | -12.5 | 8.9 | 15.4 | 232.4 | 18.2 | 0.2 | -31.38
40714 | PHOENIX 71 3 | 40482 | TONTO BASIN 1 | 1 | Closed | Line | NO | 22.2 | -14 | 26.2 | 144.3 | 18.2 | 0.11 | -0.83
50406 | MILFORD 3 1 | 50409 | MILFORD 3 4 | 1 | Closed | Transformer | YES | -160.8 | -40.2 | 165.8 | 916 | 18.2 | 0.04 | 3.15
40931 | JOSEPH CITY 2 1 | 40935 | JOSEPH CITY 2 5 | 1 | Closed | Transformer | YES | -281 | -86.8 | 294.1 | 1630.1 | 18.2 | 0.09 | 7.22
25365 | INGLEWOOD 3 1 | 25293 | LOS ANGELES 5 1 | 1 | Closed | Line | NO | 26.1 | 25.9 | 36.8 | 203.2 | 18.2 | 0.01 | -0.21
40270 | PHOENIX 59 2 | 40272 | CHANDLER 1 1 | 1 | Closed | Line | NO | 26.9 | 4.8 | 27.4 | 150.8 | 18.2 | 0.04 | -0.36
21564 | OAKLEY 1 1 | 23022 | STOCKTON 3 1 | 1 | Closed | Line | NO | 38.3 | -11.8 | 40.1 | 220.8 | 18.2 | 0.05 | -1
10800 | GOLDENDALE 3 1 | 13458 | ARLINGTON 3 1 | 1 | Closed | Line | NO | -39.1 | 2.6 | 39.2 | 219 | 18.2 | 0.14 | -3.74
70069 | WHEATLAND 1 1 | 70094 | TORRINGTON 1 | 1 | Closed | Line | NO | -34.3 | 9.1 | 35.5 | 235 | 18.2 | 0.27 | -15.96
10749 | BRIDGEPORT 3 | 10748 | BRIDGEPORT 2 | 1 | Closed | Transformer | YES | -69.6 | 1.1 | 69.7 | 383.7 | 18.2 | 0.02 | 1.44
28556 | WINCHESTER 1 | 28617 | SAN JACINTO 2 2 | 1 | Closed | Line | NO | -34.6 | 17.9 | 38.9 | 215.5 | 18.2 | 0.03 | -0.43
50070 | TROPIC 1 | 50279 | ESCALANTE 1 | 1 | Closed | Line | NO | -49.2 | 13.3 | 51 | 288.3 | 18.1 | 0.45 | -2.99
28588 | SAN DIEGO 46 2 | 29059 | SAN DIEGO 54 1 | 1 | Closed | Line | NO | -39.9 | 0.9 | 39.9 | 220.1 | 18.1 | 0.02 | -0.1
40305 | PHOENIX 70 1 | 40226 | PHOENIX 39 1 | 1 | Closed | Line | NO | 15 | 23.1 | 27.6 | 153.4 | 18.1 | 0.01 | -0.27
30190 | NORTH LAS VEGAS 7 1 | 30380 | LAS VEGAS 73 2 | 1 | Closed | Line | NO | -47.4 | -6.4 | 47.8 | 263.8 | 18.1 | 0.06 | -0.4
10915 | BEVERLY 11 | 10979 | ELLENSBURG 4 1 | 1 | Closed | Line | NO | 208.3 | -31.3 | 210.6 | 1161.7 | 18.1 | 0.24 | -25.93
30249 | JACKPOT 2 | 74261 | BLISS 1 | 1 | Closed | Line | NO | -39.5 | -9.3 | 40.6 | 223.9 | 18.1 | 0.56 | -11.3
10268 | SEATTLE 16 1 | 10341 | LYNNWOOD 4 2 | 1 | Closed | Line | NO | -39 | 7.8 | 39.7 | 219.7 | 18.1 | 0.03 | -0.3
21743 | LIVERMORE 6 2 | 21560 | LIVERMORE 2 1 | 1 | Closed | Line | NO | 37.3 | -17.1 | 41 | 226.3 | 18.1 | 0.03 | -0.63
74125 | GOODING 1 | 74135 | SHOSHONE 1 | 1 | Closed | Line | NO | 36.7 | -3.7 | 36.9 | 203.5 | 18.1 | 0.21 | -1.31
21437 | CAPITOLA 1 | 23008 | WATSONVILLE 1 1 | 1 | Closed | Line | NO | 40.3 | -2.2 | 40.4 | 222.9 | 18.1 | 0.03 | -5.12
40931 | JOSEPH CITY 2 1 | 40934 | JOSEPH CITY 2 4 | 1 | Closed | Transformer | YES | -281 | -89.9 | 295 | 1637.5 | 18.1 | 0.05 | 4.18
20374 | MEADOW VALLEY 1 1 | 20377 | MEADOW VALLEY 1 4 | 1 | Closed | Transformer | YES | -58.9 | -21.7 | 62.8 | 348.9 | 18.1 | 0.02 | 0.98
30286 | SEARCHLIGHT 3 | 30253 | LAUGHLIN 1 | 1 | Closed | Line | NO | 22.6 | 29.8 | 37.4 | 229.9 | 18.1 | 0.18 | -5.23
10007 | LONG BEACH 1 2 | 13019 | WARRENTON 1 | 1 | Closed | Line | NO | -37.1 | 11.7 | 38.9 | 218.6 | 18.1 | 0.09 | -1.6
25040 | LOMPOC 1 1 | 25038 | SANTA MARIA 3 1 | 1 | Closed | Line | NO | -34.8 | -15.3 | 38 | 210.3 | 18.1 | 0.08 | -1.88
60089 | BASALT 1 | 60100 | AVON 3 | 1 | Closed | Line | NO | -22.6 | -17.3 | 28.5 | 157.5 | 18.1 | 0.19 | -3.55
21471 | DUBLIN 1 1 | 21469 | SAN RAMON 3 1 | 1 | Closed | Line | NO | -40.2 | 2.8 | 40.3 | 223.5 | 18.1 | 0.05 | -0.57
25349 | CANYON COUNTRY 4 1 | 25514 | PALMDALE 1 1 | 1 | Closed | Line | NO | -37.9 | -5.6 | 38.3 | 211.8 | 18.1 | 0.06 | -4.17
80001 | EL PASO 1 2 | 53093 | SUNLAND PARK 1 1 | 1 | Closed | Line | NO | -26.9 | -8.3 | 28.1 | 155.4 | 18.1 | 0.03 | -0.14
20214 | ROCKLIN 1 1 | 20346 | AUBURN 9 4 | 1 | Closed | Line | NO | -37.1 | -1.7 | 37.1 | 205.7 | 18.1 | 0.06 | -0.85
30078 | LOVELOCK 1 | 30360 | IMLAY 5 | 1 | Closed | Line | NO | -48.2 | -0.1 | 48.2 | 272.5 | 18.1 | 0.37 | -8.03
60674 | BOULDER 9 1 | 60738 | GEORGETOWN 1 | 1 | Closed | Line | NO | -463.2 | -69.4 | 468.4 | 2594 | 18.1 | 1.38 | -84.15
21581 | LIVERMORE 3 1 | 21585 | TRACY 2 1 | 1 | Closed | Line | NO | -39.2 | -12.7 | 41.2 | 228.3 | 18.1 | 0.1 | -2.78
25160 | MALIBU 1 | 25339 | LOS ANGELES 13 1 | 1 | Closed | Line | NO | -34.8 | -12.9 | 37.1 | 205.4 | 18 | 0.03 | -0.14
60209 | LITTLETON 2 3 | 60205 | LITTLETON 1 2 | 1 | Closed | Line | NO | 18.6 | 17.6 | 25.6 | 144.7 | 18 | 0.04 | -0.74
10129 | VANCOUVER 6 1 | 13285 | PORTLAND 21 1 | 1 | Closed | Line | NO | -39.8 | 1.9 | 39.9 | 221.2 | 18 | 0.01 | -0.13
10640 | SPOKANE 5 2 | 10641 | SPOKANE 6 1 | 1 | Closed | Line | NO | -40.2 | 2.9 | 40.3 | 224 | 18 | 0.05 | -1.04
21561 | SAN JOSE 41 1 | 21506 | SAN JOSE 21 1 | 1 | Closed | Line | NO | -39.3 | -9.2 | 40.4 | 223.8 | 18 | 0.05 | -0.78
50339 | MOAB 3 | 50335 | MONTICELLO 2 | 1 | Closed | Line | NO | 24.7 | -8 | 26 | 144.1 | 18 | 0.46 | -7.37
20195 | CARMICHAEL 2 1 | 20180 | SACRAMENTO 30 1 | 1 | Closed | Line | NO | -36.5 | 13.7 | 38.9 | 216.9 | 18 | 0.03 | -0.41
60718 | AURORA 19 6 | 60748 | BRUSH 3 1 | 1 | Closed | Line | NO | -485.1 | -156.5 | 509.7 | 2830.1 | 18 | 2.11 | -131.67
74049 | NAMPA 4 1 | 74047 | NAMPA 3 2 | 1 | Closed | Line | NO | -39.6 | 2.7 | 39.7 | 221.8 | 18 | 0.17 | -1.15
23200 | CLOVIS 1 3 | 23206 | CLOVIS 3 1 | 1 | Closed | Line | NO | -39.9 | 1.2 | 40 | 222.5 | 18 | 0.06 | -1.16
77203 | FAIRFIELD 5 2 | 77202 | FAIRFIELD 5 1 | 1 | Closed | Transformer | YES | -5.2 | 51.2 | 51.5 | 286.1 | 18 | 0.02 | 0.83
53014 | EL PRADO 1 | 53006 | TAOS 2 | 1 | Closed | Line | NO | 29.4 | -2.9 | 29.6 | 164.3 | 18 | 0.07 | -0.4
60757 | LAMAR 4 1 | 60760 | LAMAR 4 4 | 1 | Closed | Transformer | YES | -142.3 | -31.1 | 145.6 | 813.6 | 18 | 0.05 | 3.4
25594 | LOS ANGELES 78 1 | 25986 | PASADENA 8 3 | 1 | Closed | Line | NO | -139.2 | -154.5 | 207.9 | 1155.2 | 18 | 0.12 | -3.46
40074 | BUCKEYE 3 1 | 40298 | PHOENIX 68 1 | 1 | Closed | Line | NO | 434.8 | 172 | 467.6 | 2741.7 | 18 | 0.78 | -62.38
10071 | OLYMPIA 9 1 | 10056 | TENINO 2 | 1 | Closed | Line | NO | -38.3 | -3.6 | 38.4 | 213.5 | 18 | 0.02 | -1.2
28759 | NIPTON 1 2 | 28758 | NIPTON 1 1 | 1 | Closed | Transformer | YES | -247.8 | 54.8 | 253.8 | 1411 | 18 | 0.07 | 5.97
10810 | RICHLAND 4 3 | 10599 | MESA 1 1 | 1 | Closed | Line | NO | 37.6 | -7.4 | 38.3 | 213 | 18 | 0.07 | -3.9
40398 | CASA GRANDE 2 1 | 40443 | CASA GRANDE 4 1 | 1 | Closed | Line | NO | -24.7 | -9.5 | 26.5 | 147.2 | 18 | 0.06 | -1.23
74150 | BURLEY 1 1 | 74321 | KIMBERLY 2 1 | 1 | Closed | Line | NO | -25.4 | -26.6 | 36.8 | 204.8 | 18 | 0.06 | -14.34
20504 | COLFAX 3 1 | 20507 | COLFAX 3 4 | 1 | Closed | TransformerWinding | YES | -47.3 | 4.2 | 47.5 | 264.3 | 18 | 0 | -0.02
50261 | PLEASANT GROVE 1 1 | 50237 | SALT LAKE CITY 26 1 | 1 | Closed | Line | NO | 44.3 | 15.6 | 46.9 | 261.5 | 18 | 0.07 | -0.48
10970 | FORD 1 1 | 74234 | CLARK FORK 1 | 1 | Closed | Line | NO | -205.2 | -67.3 | 216 | 1201.4 | 18 | 1.5 | -105.63
28834 | MECCA 2 2 | 28833 | MECCA 2 1 | 1 | Closed | Transformer | YES | -67.9 | -8.3 | 68.4 | 381.8 | 18 | 0.02 | 1.53
30290 | TUSCARORA 2 | 74104 | OWYHEE 1 | 1 | Closed | Line | NO | -40.2 | -3.7 | 40.3 | 226.8 | 18 | 0.53 | -1.77
30244 | BOULDER CITY 1 1 | 30247 | BOULDER CITY 1 4 | 1 | Closed | TransformerWinding | YES | -42.7 | -5.8 | 43.1 | 243.6 | 18 | 0.12 | 3.32
20434 | DUTCH FLAT 1 | 20435 | DUTCH FLAT 2 | 1 | Closed | Transformer | YES | -12.9 | -8.2 | 15.3 | 86.1 | 18 | 0.01 | 0.3
40261 | COTTONWOOD 2 2 | 40386 | CAMP VERDE 1 | 1 | Closed | Line | NO | 27.6 | 0 | 27.6 | 153.6 | 18 | 0.16 | -1.48
10576 | ROYAL CITY 1 | 10682 | MATTAWA 2 3 | 1 | Closed | Line | NO | -38.1 | -6.1 | 38.6 | 214.9 | 18 | 0.08 | -6.13
21428 | FREMONT 5 3 | 21466 | SAN JOSE 10 1 | 1 | Closed | Line | NO | 37.1 | 10.9 | 38.7 | 217.8 | 18 | 0.01 | -1.37
80080 | EL PASO 35 5 | 80087 | EL PASO 37 2 | 1 | Closed | Line | NO | -82.9 | 38.5 | 91.4 | 536.5 | 18 | 0.34 | -9.91
60467 | COLORADO SPRINGS 10 1 | 60536 | COLORADO SPRINGS 28 1 | 1 | Closed | Line | NO | -10 | 21.6 | 23.8 | 138.1 | 18 | 0.08 | -1.01
10503 | MONROE 1 1 | 10512 | SULTAN 1 1 | 1 | Closed | Line | NO | -38.9 | -5.2 | 39.3 | 218.7 | 17.9 | 0.03 | -0.52
28794 | RANCHO CUCAMONGA 8 1 | 28781 | REDLANDS 5 1 | 1 | Closed | Line | NO | -639.8 | 220.9 | 676.8 | 3978.4 | 17.9 | 0.29 | -95.5
10548 | WENATCHEE 1 1 | 10562 | MALAGA 3 | 1 | Closed | Line | NO | -40.1 | -1.4 | 40.1 | 223.8 | 17.9 | 0.08 | -1.61
77220 | HARDIN 2 7 | 77254 | COLSTRIP 2 1 | 1 | Closed | Line | NO | -209.6 | -5.3 | 209.7 | 1348.4 | 17.9 | 1.28 | -123.75
13080 | SUTHERLIN 1 | 13061 | DRAIN 1 | 1 | Closed | Line | NO | -31.8 | 19.6 | 37.3 | 213.8 | 17.9 | 0.12 | -1.7
77247 | BILLINGS 9 1 | 77020 | BILLINGS 4 1 | 1 | Closed | Line | NO | 40.1 | -0.1 | 40.1 | 225.3 | 17.9 | 0.05 | -5.05
13387 | BEND 2 2 | 13406 | CHRISTMAS VALLEY 2 | 1 | Closed | Line | NO | 37.1 | -12.7 | 39.2 | 218.6 | 17.9 | 0.72 | -6.37
29066 | NORTH PALM SPRINGS 8 1 | 28648 | PALM SPRINGS 2 1 | 1 | Closed | Line | NO | -37.8 | 6.6 | 38.3 | 214.5 | 17.9 | 0.01 | -0.6
20000 | EUREKA 1 1 | 20433 | SAMOA 2 | 1 | Closed | Line | NO | -35.6 | -11.5 | 37.4 | 208.7 | 17.9 | 0.06 | -0.69
53031 | SANTA FE 4 1 | 53045 | SANTA FE 6 2 | 1 | Closed | Line | NO | -26.4 | -5.1 | 26.9 | 150.2 | 17.9 | 0.1 | -0.58
25692 | TEMPLE CITY 2 2 | 25734 | BALDWIN PARK 2 1 | 1 | Closed | Line | NO | 35.2 | -17.4 | 39.3 | 219.1 | 17.9 | 0.01 | -0.63
28674 | LA QUINTA 1 1 | 28680 | INDIO 3 1 | 1 | Closed | Line | NO | 39.6 | -2.4 | 39.6 | 221.2 | 17.9 | 0.11 | -0.39
30148 | LAS VEGAS 31 1 | 30213 | HENDERSON 4 2 | 1 | Closed | Line | NO | -47.1 | -4.7 | 47.3 | 264 | 17.9 | 0.04 | -0.25
60390 | DENVER 39 1 | 60375 | LITTLETON 14 2 | 1 | Closed | Line | NO | 28 | 2.2 | 28.1 | 156.9 | 17.9 | 0.03 | -0.22
40922 | PAGE 3 1 | 40924 | PAGE 3 3 | 1 | Closed | Transformer | YES | -178.4 | 13.6 | 178.9 | 999.5 | 17.9 | 0.05 | 2.9
40021 | DOLAN SPRINGS 2 | 30241 | HENDERSON 14 2 | 1 | Closed | Line | NO | -21.4 | 5.6 | 22.2 | 138.1 | 17.9 | 0.21 | -6.31
60218 | FORT COLLINS 2 1 | 60306 | FORT COLLINS 6 1 | 1 | Closed | Line | NO | -14.9 | 22.1 | 26.7 | 152.6 | 17.9 | 0.04 | -0.74
10077 | VANCOUVER 1 1 | 10097 | WOODLAND 1 1 | 1 | Closed | Line | NO | -36.7 | 3.4 | 36.9 | 216.8 | 17.9 | 0.1 | -8.66
70017 | ROCK SPRINGS 1 1 | 70020 | ROCK SPRINGS 2 3 | 1 | Closed | Line | NO | 40.5 | 3.1 | 40.6 | 227.4 | 17.9 | 0.04 | -0.97
21454 | LOS GATOS 4 3 | 21459 | SAN JOSE 9 2 | 1 | Closed | Line | NO | 3.8 | 39.4 | 39.6 | 222.5 | 17.9 | 0.01 | -0.25
11028 | FERNDALE 2 2 | 10181 | BELLINGHAM 2 2 | 1 | Closed | Line | NO | 37.6 | 8.3 | 38.5 | 215.8 | 17.9 | 0.12 | -0.94
60634 | FOUNTAIN 3 1 | 60657 | PUEBLO 12 1 | 1 | Closed | Line | NO | -488.6 | 18.3 | 488.9 | 2762.8 | 17.9 | 1.07 | -46.86
53138 | LAS CRUCES 6 1 | 53137 | LAS CRUCES 5 1 | 1 | Closed | Line | NO | 28.1 | 0 | 28.1 | 157.3 | 17.9 | 0.07 | -0.19
50389 | MILFORD 2 1 | 50394 | BEAVER 2 3 | 1 | Closed | Line | NO | -50.7 | 10.4 | 51.7 | 298.4 | 17.9 | 0.1 | -6
23218 | CLOVIS 6 1 | 23222 | SANGER 1 1 | 1 | Closed | Line | NO | -31.5 | -19.6 | 37.1 | 207.7 | 17.9 | 0.03 | -1.93
53257 | BELEN 2 1 | 53272 | WILLARD 2 3 | 1 | Closed | Line | NO | 91.1 | 13.6 | 92.1 | 529.6 | 17.9 | 0.64 | -14.08
28075 | SANTA ANA 3 2 | 28030 | HUNTINGTON BEACH 6 1 | 1 | Closed | Line | NO | 35.8 | 6.3 | 36.3 | 204.3 | 17.9 | 0.02 | -0.86
50340 | VERNAL 1 1 | 50343 | VERNAL 1 4 | 1 | Closed | TransformerWinding | YES | 155.3 | -25.1 | 157.3 | 888 | 17.9 | 0.09 | 7.66
21372 | ALAMO 1 1 | 21392 | WALNUT CREEK 4 1 | 1 | Closed | Line | NO | 39.9 | 5.9 | 40.3 | 225.8 | 17.9 | 0.03 | -0.38
20084 | DAVIS 2 2 | 21570 | DAVIS 4 1 | 1 | Closed | Line | NO | -38 | -5 | 38.3 | 214.4 | 17.9 | 0.06 | -2.59
21410 | SANTA CLARA 2 2 | 21343 | SARATOGA 1 1 | 1 | Closed | Line | NO | -24.6 | -29.8 | 38.6 | 216.3 | 17.9 | 0.01 | -0.07
21674 | VACAVILLE 5 2 | 21367 | VACAVILLE 2 1 | 1 | Closed | Line | NO | 39.2 | 0.5 | 39.2 | 219.8 | 17.9 | 0.04 | -0.11
23322 | BIG CREEK 1 3 | 23323 | BIG CREEK 1 4 | 1 | Closed | TransformerWinding | YES | 18.2 | -1.1 | 18.3 | 102.3 | 17.9 | 0.01 | 0.37
20324 | STRAWBERRY VALLEY 1 1 | 20329 | STRAWBERRY VALLEY 1 6 | 1 | Closed | Transformer | YES | -62.6 | -23.5 | 66.9 | 376 | 17.8 | 0.01 | 0.51
25728 | HACIENDA HEIGHTS 1 1 | 25790 | DIAMOND BAR 2 1 | 1 | Closed | Line | NO | 37.1 | 10 | 38.4 | 215.8 | 17.8 | 0.02 | -0.3
50125 | OGDEN 8 1 | 50161 | OGDEN 9 1 | 1 | Closed | Line | NO | -43.6 | -4.6 | 43.9 | 246 | 17.8 | 0.09 | -2.1
30069 | SILVER SPRINGS 1 | 30282 | SPARKS 8 2 | 1 | Closed | Line | NO | -28 | 23.5 | 36.5 | 235.5 | 17.8 | 0.08 | -7.78
10177 | VANCOUVER 14 1 | 13289 | PORTLAND 23 3 | 1 | Closed | Line | NO | -35.9 | -13.3 | 38.3 | 214.9 | 17.8 | 0 | -0.07
30290 | TUSCARORA 2 | 30289 | TUSCARORA 1 | 1 | Closed | Transformer | YES | -2.8 | 12.2 | 12.5 | 70.4 | 17.8 | 0.01 | 0.2
28197 | MISSION VIEJO 4 1 | 28179 | FOOTHILL RANCH 3 | 1 | Closed | Line | NO | 0.9 | -31.8 | 31.8 | 178.7 | 17.8 | 0.01 | -0.84
20423 | YUBA CITY 6 1 | 20436 | OROVILLE 5 1 | 1 | Closed | Line | NO | -713.7 | -37.8 | 714.7 | 4081.2 | 17.8 | 0.68 | -167.76
40785 | PAGE 2 3 | 40784 | PAGE 2 2 | 1 | Closed | Transformer | YES | -103.7 | 15.7 | 104.9 | 589.5 | 17.8 | 0.02 | 1.58
40321 | SCOTTSDALE 4 1 | 40376 | SCOTTSDALE 14 3 | 1 | Closed | Line | NO | 23.1 | 10.6 | 25.4 | 147.8 | 17.8 | 0.03 | -2.1
20324 | STRAWBERRY VALLEY 1 1 | 20328 | STRAWBERRY VALLEY 1 5 | 1 | Closed | Transformer | YES | -62.6 | -22.6 | 66.6 | 377.3 | 17.8 | 0.03 | 1.51
60863 | FREDERICK 6 | 60387 | DENVER 37 3 | 1 | Closed | Line | NO | 84.5 | 40.7 | 93.8 | 530.5 | 17.8 | 0.19 | -1.72
40002 | SOMERTON 1 | 40016 | YUMA 3 1 | 1 | Closed | Line | NO | -26.2 | -0.5 | 26.2 | 148.5 | 17.8 | 0.07 | -3.41
21093 | PACIFICA 2 1 | 21136 | SOUTH SAN FRANCISCO 2 1 | 1 | Closed | Line | NO | -38.8 | -14 | 41.3 | 232 | 17.8 | 0.03 | -0.42
28581 | YUCAIPA 1 1 | 28924 | NORTH PALM SPRINGS 4 1 | 1 | Closed | Line | NO | -200.8 | -53.7 | 207.8 | 1169.1 | 17.8 | 0.45 | -32.62
21368 | CONCORD 3 1 | 21499 | CLAYTON 1 | 1 | Closed | Line | NO | 39.5 | 3.5 | 39.6 | 223 | 17.8 | 0.03 | -0.09
53128 | RIO RANCHO 2 1 | 53121 | ALBUQUERQUE 23 1 | 1 | Closed | Line | NO | 25.4 | 7.6 | 26.6 | 149.4 | 17.8 | 0.05 | -0.05
28349 | SAN BERNARDINO 5 1 | 28463 | REDLANDS 3 1 | 1 | Closed | Line | NO | -38.6 | -4.2 | 38.8 | 218.5 | 17.8 | 0.02 | -0.56
10093 | VANCOUVER 3 1 | 13144 | HILLSBORO 1 1 | 1 | Closed | Line | NO | 36.7 | 11.1 | 38.3 | 218.7 | 17.8 | 0.14 | -2.04
50070 | TROPIC 1 | 50053 | KANAB 1 | 1 | Closed | Line | NO | 45.2 | -22.9 | 50.7 | 285.1 | 17.8 | 0.31 | -10.12
40793 | TONOPAH 3 1 | 40999 | ARLINGTON 12 2 | 1 | Closed | Line | NO | -18.3 | -9.2 | 20.5 | 115.4 | 17.8 | 0.01 | -0.54
77118 | LINCOLN 4 1 | 77271 | WOLF CREEK 2 | 1 | Closed | Line | NO | -33.1 | 15.1 | 36.3 | 244.5 | 17.8 | 0.11 | -12.93
30313 | VALMY 1 | 30316 | VALMY 4 | 1 | Closed | Transformer | YES | -282.3 | -64 | 289.4 | 1641.4 | 17.8 | 0.1 | 7.9
20037 | HIDDEN VALLEY LAKE 1 | 21047 | SANTA ROSA 10 1 | 1 | Closed | Line | NO | 35.7 | 7 | 36.4 | 206.4 | 17.7 | 0.19 | -1.83
30101 | LAS VEGAS 2 1 | 30103 | LAS VEGAS 3 2 | 1 | Closed | Line | NO | -49.6 | -3.8 | 49.7 | 280.3 | 17.7 | 0.03 | -0.57
23039 | SOLEDAD 2 1 | 23026 | GREENFIELD 2 | 1 | Closed | Line | NO | -33 | -10.8 | 34.7 | 195.6 | 17.7 | 0.08 | -1.74
23355 | GUSTINE 2 | 23069 | NEWMAN 2 | 1 | Closed | Line | NO | 37.9 | 4.8 | 38.2 | 217.6 | 17.7 | 0.08 | -2.68
10477 | WOODINVILLE 2 1 | 10421 | KIRKLAND 4 1 | 1 | Closed | Line | NO | -35.6 | -13.9 | 38.2 | 215.3 | 17.7 | 0.03 | -0.59
74250 | CAMBRIDGE 1 | 74255 | CAMBRIDGE 6 | 1 | Closed | Transformer | YES | -80.1 | 1.8 | 80.1 | 451.8 | 17.7 | 0.03 | 1.69
13496 | THE DALLES 2 1 | 13502 | THE DALLES 2 7 | 1 | Closed | Transformer | YES | -304.7 | 25.3 | 305.8 | 1724.9 | 17.7 | 0.1 | 7.67
25143 | BAKERSFIELD 16 2 | 25094 | BAKERSFIELD 3 2 | 1 | Closed | Line | NO | -37.6 | -3.9 | 37.8 | 213 | 17.7 | 0.06 | -2.35
21178 | NAPA 2 1 | 21237 | VALLEJO 4 1 | 1 | Closed | Line | NO | 34.7 | 13.2 | 37.1 | 212.3 | 17.7 | 0.05 | -1.48
25266 | MARINA DEL REY 1 | 25475 | LOS ANGELES 49 3 | 1 | Closed | Line | NO | 199.7 | 59.2 | 208.3 | 1207.9 | 17.7 | 0.25 | -18.63
40110 | SURPRISE 6 1 | 40810 | GLENDALE 23 2 | 1 | Closed | Line | NO | 10.7 | 31.1 | 32.9 | 191.3 | 17.7 | 0.04 | -1.08
77142 | FLORENCE 5 1 | 77134 | MISSOULA 2 2 | 1 | Closed | Line | NO | -37.7 | -12.4 | 39.6 | 223.7 | 17.7 | 0.1 | -0.55
70145 | MEDICINE BOW 1 1 | 70129 | ROCK RIVER 2 2 | 1 | Closed | Line | NO | 40.1 | -6.7 | 40.7 | 229.6 | 17.7 | 0.67 | -1.82
26091 | DELANO 4 2 | 26090 | DELANO 4 1 | 1 | Closed | Transformer | YES | -66.5 | -17 | 68.6 | 389.7 | 17.7 | 0.03 | 1.48
10960 | CENTERVILLE 1 4 | 11067 | ROOSEVELT 2 1 | 1 | Closed | Line | NO | -210.4 | -22.6 | 211.6 | 1194.5 | 17.7 | 0.43 | -34.92
25622 | LONG BEACH 19 1 | 28063 | COSTA MESA 2 1 | 1 | Closed | Line | NO | 37.8 | 6.2 | 38.3 | 217.3 | 17.7 | 0.03 | -1.13
77183 | TROUT CREEK 2 | 74111 | KELLOGG 1 | 1 | Closed | Line | NO | 40.7 | 3.6 | 40.9 | 231.4 | 17.7 | 0.31 | -3.37
13174 | BEAVERTON 1 1 | 13233 | PORTLAND 5 5 | 1 | Closed | Line | NO | -158.9 | -131.1 | 206 | 1163.3 | 17.7 | 0.2 | -9.62
50405 | MONA 2 6 | 50428 | PAYSON 3 5 | 1 | Closed | Line | NO | 479.5 | 6.6 | 479.5 | 2713.8 | 17.7 | 0.67 | -34.11
50047 | TREMONTON 5 | 50378 | COLLINSTON 1 | 1 | Closed | Line | NO | -38.3 | 15.1 | 41.1 | 237 | 17.7 | 0.09 | -1.83
21656 | SUISUN CITY 3 2 | 21655 | SUISUN CITY 3 1 | 1 | Closed | Transformer | YES | -56.3 | 31.9 | 64.7 | 365.7 | 17.7 | 0.02 | 1.21
70138 | CHEYENNE 7 4 | 70085 | CHEYENNE 5 2 | 1 | Closed | Line | NO | 14.9 | 19.8 | 24.8 | 142 | 17.7 | 0.02 | -0.4
40839 | ARLINGTON 9 5 | 40968 | ARLINGTON 10 2 | 1 | Closed | Line | NO | 31.1 | -2.8 | 31.2 | 176.8 | 17.7 | 0.02 | -0.23
74006 | RATHDRUM 1 1 | 10673 | MEAD 1 | 1 | Closed | Line | NO | 37.4 | 13.1 | 39.7 | 226.1 | 17.7 | 0.07 | -1.02
40761 | SAINT JOHNS 2 2 | 40947 | HEBER 5 1 | 1 | Closed | Line | NO | 482.5 | -119.7 | 497.1 | 2814.2 | 17.7 | 1.8 | -127.88
10926 | NORTH BEND 3 3 | 10505 | CARNATION 1 | 1 | Closed | Line | NO | 37 | -10.7 | 38.5 | 218 | 17.7 | 0.05 | -0.65
10827 | POMEROY 1 4 | 10828 | POMEROY 1 5 | 1 | Closed | TransformerWinding | YES | -5.5 | -1.4 | 5.7 | 32.2 | 17.7 | 0 | 0.01
10355 | SEATTLE 44 1 | 10454 | RENTON 6 2 | 1 | Closed | Line | NO | -34.8 | -14.2 | 37.6 | 213.4 | 17.6 | 0.02 | -0.09
26143 | SANTA MARGARITA 2 2 | 26142 | SANTA MARGARITA 2 1 | 1 | Closed | Transformer | YES | -234.8 | 75.4 | 246.6 | 1397.9 | 17.6 | 0.06 | 3.84
21594 | ANTIOCH 5 2 | 21660 | BYRON 1 | 1 | Closed | Line | NO | 214.1 | -9.6 | 214.3 | 1215.6 | 17.6 | 0.38 | -17.77
28569 | HEMET 2 1 | 28647 | PALM SPRINGS 1 1 | 1 | Closed | Line | NO | -37.6 | 3 | 37.7 | 218.6 | 17.6 | 0.2 | -4.42
13301 | PORTLAND 32 1 | 13260 | PORTLAND 12 1 | 1 | Closed | Line | NO | 37.7 | -1.6 | 37.7 | 214 | 17.6 | 0.02 | -0.39
40549 | MIAMI 1 | 40570 | GLOBE 1 1 | 1 | Closed | Line | NO | 21.7 | 8.6 | 23.3 | 135.5 | 17.6 | 0.12 | -1.59
74324 | MURTAUGH 2 | 74323 | MURTAUGH 1 | 1 | Closed | Transformer | YES | -0.7 | 42 | 42 | 238.6 | 17.6 | 0.01 | 0.43
40967 | ARLINGTON 10 1 | 40074 | BUCKEYE 3 1 | 1 | Closed | Line | NO | 453.6 | 126 | 470.8 | 2758.9 | 17.6 | 0.54 | -48.66
25164 | THOUSAND OAKS 4 1 | 25175 | SIMI VALLEY 2 3 | 1 | Closed | Line | NO | -34.4 | 16.1 | 38 | 216.4 | 17.6 | 0.01 | -0.18
70092 | BURNS 2 1 | 70082 | CHEYENNE 4 1 | 1 | Closed | Line | NO | -36.7 | 16.3 | 40.1 | 236.5 | 17.6 | 0.31 | -2.79
20335 | POLLOCK PINES 3 1 | 30048 | CARSON CITY 3 4 | 1 | Closed | Line | NO | 111 | 98.4 | 148.4 | 1202.4 | 17.6 | 0.53 | -81.93
25031 | SANTA MARIA 1 2 | 25039 | SANTA MARIA 4 1 | 1 | Closed | Line | NO | 38.6 | 2.1 | 38.7 | 219.9 | 17.6 | 0.09 | -0.64
28040 | FOUNTAIN VALLEY 1 1 | 28133 | TUSTIN 3 1 | 1 | Closed | Line | NO | 35.9 | -13.7 | 38.4 | 218.8 | 17.6 | 0.02 | -0.85
77239 | GLASGOW 2 1 | 77243 | GLASGOW 2 5 | 1 | Closed | Transformer | YES | -66.2 | -19.5 | 69 | 396.3 | 17.6 | 0.03 | 1.86
13200 | TALENT 1 | 13201 | PHOENIX 1 1 | 1 | Closed | Line | NO | 42.2 | -12.3 | 44 | 250.3 | 17.6 | 0.05 | -0.15
28849 | VICTORVILLE 7 3 | 28312 | VICTORVILLE 4 1 | 1 | Closed | Line | NO | 38.2 | 3.1 | 38.3 | 218.3 | 17.6 | 0.02 | -0.58
28573 | LA MESA 1 1 | 28552 | CHULA VISTA 3 1 | 1 | Closed | Line | NO | 32.3 | 19.1 | 37.5 | 213.8 | 17.6 | 0.03 | -0.2
10656 | SPOKANE 14 2 | 10662 | SPOKANE 17 2 | 1 | Closed | Line | NO | -36.1 | -11.9 | 38 | 216.6 | 17.6 | 0.07 | -1.3
30140 | LAS VEGAS 26 1 | 30116 | LAS VEGAS 12 1 | 1 | Closed | Line | NO | 38.7 | 19.8 | 43.4 | 250.2 | 17.6 | 0.05 | -1.08
40037 | YUMA 5 5 | 40698 | DATELAND 1 1 | 1 | Closed | Line | NO | -468.7 | -28.5 | 469.5 | 2681.6 | 17.5 | 1.19 | -52.72
40047 | PEACH SPRINGS 1 | 40042 | KINGMAN 1 1 | 1 | Closed | Line | NO | -21.7 | 2.3 | 21.8 | 127.3 | 17.5 | 0.13 | -2.4
25410 | TORRANCE 6 2 | 25431 | LOS ANGELES 33 1 | 1 | Closed | Line | NO | 34.3 | -12.3 | 36.4 | 207.7 | 17.5 | 0.05 | -0.59
10391 | RENTON 1 1 | 10465 | RENTON 8 1 | 1 | Closed | Line | NO | -29.1 | -22.9 | 37 | 210.8 | 17.5 | 0.05 | -2.79
10374 | KENT 2 1 | 10407 | BELLEVUE 2 1 | 1 | Closed | Line | NO | -32.4 | 16.9 | 36.5 | 213 | 17.5 | 0.04 | -1.6
13360 | BORING 1 | 13359 | TROUTDALE 1 | 1 | Closed | Line | NO | 25.7 | 22.3 | 34.1 | 195.3 | 17.5 | 0.05 | -0.34
30082 | ROUND MOUNTAIN 2 | 30363 | AUSTIN 2 | 1 | Closed | Line | NO | -43.3 | 13.8 | 45.5 | 273.5 | 17.5 | 0.55 | -5.52
50217 | MILLVILLE 1 | 50275 | HUNTSVILLE 1 | 1 | Closed | Line | NO | 41.8 | -4.5 | 42 | 239.8 | 17.5 | 0.16 | -5.14
77131 | MISSOULA 1 3 | 77140 | MISSOULA 3 1 | 1 | Closed | Line | NO | -33.1 | -0.1 | 33.1 | 190.1 | 17.5 | 0.03 | -3.62
50395 | CASTLE DALE 2 1 | 50367 | SUNNYSIDE 2 1 | 1 | Closed | Line | NO | 303.8 | -299.7 | 426.8 | 2436.2 | 17.5 | 0.91 | -127.09
40321 | SCOTTSDALE 4 1 | 40290 | PHOENIX 66 1 | 1 | Closed | Line | NO | -23 | 13 | 26.4 | 151.1 | 17.5 | 0.02 | -0.12
20476 | REDDING 10 1 | 20388 | REDDING 8 2 | 1 | Closed | Line | NO | -63.2 | -183.6 | 194.2 | 1108.6 | 17.5 | 0.1 | -8.19
40620 | SAINT DAVID 1 | 40660 | PEARCE 2 | 1 | Closed | Line | NO | -22.7 | 5 | 23.2 | 142.9 | 17.5 | 0.11 | -5.36
25920 | EL SEGUNDO 1 2 | 25937 | EL SEGUNDO 2 1 | 1 | Closed | Line | NO | 37.9 | 3.8 | 38.1 | 217.5 | 17.5 | 0 | -0.02
60847 | RIFLE 2 1 | 60867 | CRAIG 2 1 | 1 | Closed | Line | NO | -495.5 | 29 | 496.4 | 2959.5 | 17.5 | 2.46 | -113.32
28773 | SAN DIEGO 49 1 | 28779 | SAN DIEGO 49 7 | 1 | Closed | Transformer | YES | -52.8 | -25.5 | 58.6 | 338.8 | 17.5 | 0.03 | 1.48
40708 | TEMPE 8 1 | 40711 | TEMPE 8 4 | 1 | Closed | TransformerWinding | YES | -14.9 | 2 | 15.1 | 86.1 | 17.5 | 0 | 0.04
23118 | OAKDALE 1 3 | 23139 | MERCED 4 1 | 1 | Closed | Line | NO | 39.4 | -6.1 | 39.8 | 227.7 | 17.5 | 0.13 | -10.59
40710 | TEMPE 8 3 | 40711 | TEMPE 8 4 | 1 | Closed | TransformerWinding | YES | 7.5 | -0.8 | 7.5 | 43 | 17.5 | 0 | 0.14
40709 | TEMPE 8 2 | 40711 | TEMPE 8 4 | 1 | Closed | TransformerWinding | YES | 7.5 | -0.8 | 7.5 | 43 | 17.5 | 0 | 0.14
30215 | HENDERSON 6 1 | 30167 | HENDERSON 1 1 | 1 | Closed | Line | NO | -46.3 | -2.6 | 46.4 | 265.5 | 17.5 | 0.04 | -0.27
20262 | QUINCY 2 1 | 20275 | PORTOLA 1 | 1 | Closed | Line | NO | 38.9 | -9.4 | 40 | 228.7 | 17.5 | 0.34 | -3.02
60064 | HOTCHKISS 1 | 60052 | CEDAREDGE 1 | 1 | Closed | Line | NO | 27.4 | -0.6 | 27.4 | 156.9 | 17.5 | 0.11 | -3.32
28592 | SPRING VALLEY 2 1 | 28806 | EL CAJON 7 2 | 1 | Closed | Line | NO | -37.8 | -5.5 | 38.2 | 218.5 | 17.5 | 0.02 | -0.4
25742 | LA HABRA 2 3 | 25657 | MONTEBELLO 2 1 | 1 | Closed | Line | NO | 38.7 | 25.4 | 46.2 | 265 | 17.5 | 0.04 | -0.17
28773 | SAN DIEGO 49 1 | 28778 | SAN DIEGO 49 6 | 1 | Closed | Transformer | YES | -52.8 | -25.5 | 58.6 | 339.3 | 17.5 | 0.02 | 1.43
50308 | KAMAS 1 | 50321 | ALTAMONT 2 | 1 | Closed | Line | NO | -45.8 | -1.6 | 45.9 | 265.3 | 17.5 | 0.33 | -5.54
13516 | WASCO 2 1 | 13619 | ARLINGTON 7 4 | 1 | Closed | Line | NO | -205.6 | 6.4 | 205.7 | 1185.9 | 17.5 | 0.28 | -16.76
23093 | CERES 1 1 | 23310 | MODESTO 10 2 | 1 | Closed | Line | NO | -31.2 | -24.8 | 39.8 | 227.9 | 17.5 | 0.06 | -0.58
70117 | WRIGHT 2 1 | 70120 | WRIGHT 2 4 | 1 | Closed | TransformerWinding | YES | 89.8 | -6.8 | 90.1 | 518.5 | 17.5 | 0.11 | 5.3
80049 | EL PASO 29 2 | 80071 | EL PASO 32 4 | 1 | Closed | Line | NO | 92.3 | 2.5 | 92.4 | 529.4 | 17.5 | 0.29 | -5.83
28448 | SAN DIEGO 11 1 | 28572 | SAN DIEGO 44 3 | 1 | Closed | Line | NO | 1.4 | -27.5 | 27.5 | 157.5 | 17.5 | 0.01 | -0.28
77193 | ANACONDA 2 1 | 77196 | ANACONDA 2 4 | 1 | Closed | Transformer | YES | -67.4 | -0.7 | 67.4 | 386.6 | 17.4 | 0.02 | 1.3
23507 | JEAN 2 3 | 28645 | FORT IRWIN 1 | 1 | Closed | Line | NO | 38.1 | -7 | 38.8 | 222.1 | 17.4 | 0.93 | -4.27
28035 | ANAHEIM 4 1 | 29079 | ANAHEIM 15 5 | 1 | Closed | Line | NO | -165.2 | -116.1 | 201.9 | 1157.5 | 17.4 | 0.08 | -6.62
10022 | SHELTON 1 1 | 10024 | SHELTON 2 2 | 1 | Closed | Line | NO | -18.2 | -30.7 | 35.7 | 204.5 | 17.4 | 0.02 | -0.5
77193 | ANACONDA 2 1 | 77195 | ANACONDA 2 3 | 1 | Closed | Transformer | YES | -67.4 | -1.2 | 67.4 | 386.8 | 17.4 | 0.02 | 0.84
21544 | SAN JOSE 36 1 | 21546 | SAN JOSE 37 1 | 1 | Closed | Line | NO | 36.8 | 6.5 | 37.3 | 214.2 | 17.4 | 0.08 | -0.47
21753 | EL SOBRANTE 2 1 | 21166 | SAN PABLO 1 1 | 1 | Closed | Line | NO | 203.3 | -29.1 | 205.4 | 1177.9 | 17.4 | 0.25 | -8.55
25567 | LONG BEACH 9 1 | 25495 | WILMINGTON 2 1 | 1 | Closed | Line | NO | -38.2 | -17.7 | 42.1 | 241.1 | 17.4 | 0.03 | -0.24
40045 | SALOME 1 | 40044 | BOUSE 1 | 1 | Closed | Line | NO | 24.3 | -7.9 | 25.6 | 146.8 | 17.4 | 0.18 | -3.38
13213 | MEDFORD 3 1 | 13172 | MEDFORD 1 2 | 1 | Closed | Line | NO | -15.3 | -57.7 | 59.7 | 342.8 | 17.4 | 0.23 | -1.45
74075 | BOISE 1 1 | 74067 | MERIDIAN 1 1 | 1 | Closed | Line | NO | 38.4 | 3.8 | 38.5 | 221.4 | 17.4 | 0.01 | -0.35
26168 | FELLOWS 2 2 | 26050 | FELLOWS 1 3 | 1 | Closed | Line | NO | -36.3 | 3.6 | 36.5 | 209.8 | 17.4 | 0.04 | -0.29
50192 | SALT LAKE CITY 21 3 | 50200 | SALT LAKE CITY 22 1 | 1 | Closed | Line | NO | 44.9 | -3.3 | 45.1 | 258.7 | 17.4 | 0.05 | -3.34
30318 | CRESCENT VALLEY 1 | 30303 | BATTLE MOUNTAIN 2 2 | 1 | Closed | Line | NO | -42.4 | 16.9 | 45.6 | 270.6 | 17.4 | 0.13 | -3.47
40760 | SAINT JOHNS 2 1 | 40764 | SAINT JOHNS 2 5 | 1 | Closed | Transformer | YES | -238.5 | -185 | 301.9 | 1756.9 | 17.4 | 0.09 | 6.47
53199 | FRUITLAND 1 2 | 40687 | RED VALLEY 1 | 1 | Closed | Line | NO | 27.7 | -4.7 | 28.1 | 161.5 | 17.4 | 0.22 | -4.23
13319 | PORTLAND 39 1 | 13323 | OREGON CITY 1 1 | 1 | Closed | Line | NO | 20.1 | 22.8 | 30.4 | 197 | 17.4 | 0.03 | -4.99
20419 | FORESTHILL 2 2 | 20421 | FORESTHILL 2 4 | 1 | Closed | TransformerWinding | YES | -63 | -9.8 | 63.8 | 366.4 | 17.4 | -0.02 | -1.11
74164 | POCATELLO 2 1 | 74162 | BLACKFOOT 2 1 | 1 | Closed | Line | NO | 36.5 | -1.9 | 36.5 | 209.9 | 17.4 | 0.12 | -3.46
28880 | BLYTHE 2 2 | 28879 | BLYTHE 2 1 | 1 | Closed | Transformer | YES | -239.8 | 43.9 | 243.8 | 1401.8 | 17.4 | 0.07 | 5.28
74026 | CALDWELL 1 1 | 74058 | NAMPA 5 1 | 1 | Closed | Line | NO | -25.5 | -25.3 | 35.9 | 206.3 | 17.4 | 0.05 | -1.43
21030 | SANTA ROSA 5 1 | 21041 | SANTA ROSA 9 1 | 1 | Closed | Line | NO | -35.4 | -12 | 37.4 | 215 | 17.4 | 0.05 | -0.6
13152 | CENTRAL POINT 2 1 | 13107 | GOLD HILL 1 | 1 | Closed | Line | NO | 13.2 | -35.1 | 37.5 | 215.9 | 17.4 | 0.05 | -0.65
74123 | BUHL 1 | 74128 | FILER 1 | 1 | Closed | Line | NO | 37.2 | 12.2 | 39.1 | 231.6 | 17.4 | 0.1 | -3.36
50218 | HYDE PARK 1 | 50173 | SMITHFIELD 1 | 1 | Closed | Line | NO | 41.6 | 2.5 | 41.7 | 239.9 | 17.4 | 0.05 | -1.08
20146 | ELK GROVE 2 1 | 20134 | SACRAMENTO 11 1 | 1 | Closed | Line | NO | -36.8 | -3.4 | 36.9 | 212.7 | 17.4 | 0.02 | -0.27
10377 | SEATTLE 45 1 | 10406 | BELLEVUE 1 1 | 1 | Closed | Line | NO | -5.1 | -27.2 | 27.7 | 159.6 | 17.4 | 0.01 | -0.46
10209 | TACOMA 11 1 | 10290 | PUYALLUP 4 1 | 1 | Closed | Line | NO | -20.6 | -28.5 | 35.2 | 203 | 17.3 | 0.02 | -0.78
13431 | WALLA WALLA 2 1 | 13434 | WALLA WALLA 2 4 | 1 | Closed | TransformerWinding | YES | 80.1 | 14 | 81.3 | 468.6 | 17.3 | 0.01 | 0.62
28317 | MURRIETA 1 1 | 28428 | SUN CITY 2 1 | 1 | Closed | Line | NO | -199.5 | -48.6 | 205.3 | 1183.5 | 17.3 | 0.24 | -6.26
40442 | MESA 22 1 | 40412 | GILBERT 9 1 | 1 | Closed | Line | NO | -14.2 | -22.1 | 26.3 | 151.6 | 17.3 | 0.06 | -0.08
40442 | MESA 22 1 | 40412 | GILBERT 9 1 | 2 | Closed | Line | NO | -14.2 | -22.1 | 26.3 | 151.6 | 17.3 | 0.06 | -0.08
13033 | CAVE JUNCTION 3 | 20015 | HOOPA 1 | 1 | Closed | Line | NO | 36.2 | -8.9 | 37.2 | 214.8 | 17.3 | 0.54 | -11.3
29074 | NIPTON 3 3 | 30118 | LAS VEGAS 13 2 | 1 | Closed | Line | NO | 37.4 | -6.2 | 37.9 | 218.9 | 17.3 | 0.22 | -4.13
40536 | TUCSON 29 1 | 40537 | TUCSON 30 1 | 1 | Closed | Line | NO | 14.7 | 18.4 | 23.5 | 137 | 17.3 | 0.01 | -0.26
28238 | MIRA LOMA 2 2 | 28985 | RANCHO CUCAMONGA 9 3 | 1 | Closed | Line | NO | -31.1 | 20.4 | 37.2 | 215.8 | 17.3 | 0.02 | -0.26
25877 | LA PUENTE 5 2 | 29079 | ANAHEIM 15 5 | 1 | Closed | Line | NO | 202 | 31.2 | 204.4 | 1186.5 | 17.3 | 0.26 | -6.76
10078 | SILVERDALE 1 1 | 10838 | TACOMA 21 1 | 1 | Closed | Line | NO | -198.8 | -31.7 | 201.4 | 1170.6 | 17.3 | 0.36 | -68.31
40664 | CLIFTON 1 1 | 40653 | THATCHER 2 | 1 | Closed | Line | NO | 25.3 | -5.4 | 25.9 | 149.8 | 17.3 | 0.33 | -4.37
13482 | UNION 2 2 | 13481 | UNION 2 1 | 1 | Closed | Transformer | YES | -66.1 | 3.1 | 66.1 | 382.5 | 17.3 | 0.01 | 0.79
70178 | MEDICINE BOW 2 2 | 70129 | ROCK RIVER 2 2 | 1 | Closed | Line | NO | 39.2 | 7.6 | 39.9 | 230.7 | 17.3 | 0.29 | -1.07
60509 | COLORADO SPRINGS 19 2 | 60762 | COLORADO SPRINGS 33 1 | 1 | Closed | Line | NO | -23.2 | -12.5 | 26.4 | 152.5 | 17.3 | 0.02 | -0.24
25516 | LOS ANGELES 63 1 | 25612 | DOWNEY 1 1 | 1 | Closed | Line | NO | -26.7 | 22 | 34.6 | 201 | 17.3 | 0.03 | -0.21
60331 | DENVER 20 1 | 60378 | THORNTON 1 1 | 1 | Closed | Line | NO | -9.7 | -21.9 | 23.9 | 138.4 | 17.3 | 0.02 | -0.21
60054 | TELLURIDE 1 | 60062 | RIDGWAY 1 | 1 | Closed | Line | NO | -25.2 | 9.2 | 26.8 | 159 | 17.3 | 0.14 | -1.47
60591 | YODER 1 | 60596 | OLNEY SPRINGS 1 | 1 | Closed | Line | NO | 23.1 | 4.5 | 23.5 | 147.8 | 17.3 | 0.08 | -6.55
28360 | COLTON 1 3 | 28350 | SAN BERNARDINO 6 1 | 1 | Closed | Line | NO | 27.4 | -23.5 | 36.1 | 209.3 | 17.3 | 0.02 | -0.32
26071 | TAFT 2 1 | 26153 | TUPMAN 2 2 | 1 | Closed | Line | NO | -201.9 | 25.8 | 203.5 | 1199.4 | 17.3 | 0.19 | -19.19
25977 | MOJAVE 7 1 | 25942 | MOJAVE 4 4 | 1 | Closed | Line | NO | 36.3 | -4 | 36.6 | 211.9 | 17.3 | 0.03 | -0.19
28694 | MECCA 1 1 | 28689 | THERMAL 1 | 1 | Closed | Line | NO | -37.8 | -2.7 | 37.9 | 220 | 17.2 | 0.07 | -3.73
21318 | HAYWARD 4 1 | 21471 | DUBLIN 1 1 | 1 | Closed | Line | NO | -31.7 | -19 | 37 | 214.4 | 17.2 | 0.04 | -2.42
30056 | SPARKS 3 1 | 30436 | GERLACH 2 | 1 | Closed | Line | NO | -32.1 | -30.5 | 44.2 | 256.5 | 17.2 | 0.07 | -52.72
28132 | ANAHEIM 12 1 | 28172 | CHINO 1 1 | 1 | Closed | Line | NO | -30.2 | 20.3 | 36.4 | 214.7 | 17.2 | 0.04 | -0.98
25823 | WRIGHTWOOD 2 | 25792 | PALMDALE 7 2 | 1 | Closed | Line | NO | 34.8 | -9.5 | 36 | 209.1 | 17.2 | 0.11 | -1.3
77254 | COLSTRIP 2 1 | 77282 | HARDIN 3 1 | 1 | Closed | Line | NO | 222.6 | -37.8 | 225.8 | 1310.3 | 17.2 | 1.28 | -30.12
40497 | TUCSON 8 1 | 40540 | TUCSON 31 1 | 1 | Closed | Line | NO | -22.5 | 10.1 | 24.7 | 144 | 17.2 | 0.01 | -0.25
13423 | BURNS 1 3 | 74000 | NYSSA 1 | 1 | Closed | Line | NO | 14.3 | -31 | 34.1 | 198.2 | 17.2 | 0.08 | -37.66
53119 | ALBUQUERQUE 22 1 | 53103 | ALBUQUERQUE 18 1 | 1 | Closed | Line | NO | 26.5 | -2.7 | 26.7 | 154.9 | 17.2 | 0.02 | -1.36
23412 | SHAVER LAKE 2 1 | 23417 | SHAVER LAKE 2 6 | 1 | Closed | Transformer | YES | -291.9 | -35.6 | 294.1 | 1713.9 | 17.2 | 0.08 | 6.75
28795 | RANCHO CUCAMONGA 8 2 | 28803 | ONTARIO 8 5 | 1 | Closed | Line | NO | 204.3 | -4.8 | 204.4 | 1187.3 | 17.2 | 0.18 | -4.84
77247 | BILLINGS 9 1 | 77022 | BILLINGS 5 1 | 1 | Closed | Line | NO | 40.9 | -1.2 | 40.9 | 237.8 | 17.2 | 0.08 | -0.8
53135 | ALBUQUERQUE 26 1 | 53229 | PREWITT 2 | 1 | Closed | Line | NO | -94.8 | -8.6 | 95.2 | 558.6 | 17.2 | 1.32 | -9.89
74281 | GLENNS FERRY 2 1 | 74296 | GLENNS FERRY 3 2 | 1 | Closed | Line | NO | -40.9 | -2.6 | 41 | 238.1 | 17.2 | 0.02 | -0.32
77255 | COLSTRIP 2 2 | 77257 | COLSTRIP 2 4 | 1 | Closed | TransformerWinding | YES | -79.1 | 25.3 | 83.1 | 483.2 | 17.2 | -0.01 | -0.26
28215 | SAN CLEMENTE 3 2 | 28213 | SAN CLEMENTE 2 1 | 1 | Closed | Line | NO | -7.3 | 28.9 | 29.9 | 175.5 | 17.2 | 0.01 | -0.34
23194 | COARSEGOLD 1 | 23160 | MARIPOSA 1 | 1 | Closed | Line | NO | -40.7 | -4.4 | 40.9 | 238.4 | 17.2 | 0.2 | -1.33
60801 | MOSCA 1 | 53305 | ALBUQUERQUE 31 1 | 1 | Closed | Line | NO | 389.2 | -363.1 | 532.3 | 3096.7 | 17.2 | 4.52 | -524.98
28699 | EL CENTRO 2 1 | 28921 | EL CENTRO 3 3 | 1 | Closed | Line | NO | -33.2 | -16.8 | 37.2 | 216.7 | 17.2 | 0.04 | -0.73
28834 | MECCA 2 2 | 28679 | INDIO 2 1 | 1 | Closed | Line | NO | 37.4 | 3.3 | 37.5 | 218.5 | 17.2 | 0.14 | -0.83
25754 | ROWLAND HEIGHTS 2 1 | 28071 | ANAHEIM 8 1 | 1 | Closed | Line | NO | -23.4 | -25.9 | 34.9 | 203.4 | 17.2 | 0.02 | -0.33
60111 | FRISCO 1 | 60128 | DILLON 1 1 | 1 | Closed | Line | NO | 22.2 | -11.2 | 24.9 | 145.2 | 17.1 | 0.09 | -1.14
40731 | CHLORIDE 1 3 | 30254 | LAUGHLIN 2 | 1 | Closed | Line | NO | 1.5 | -22 | 22.1 | 129 | 17.1 | 0.02 | -0.3
53148 | ALBUQUERQUE 27 1 | 53267 | ALBUQUERQUE 30 2 | 1 | Closed | Line | NO | -15.4 | -17.8 | 23.5 | 137.3 | 17.1 | 0.03 | -3.82
40155 | PHOENIX 6 1 | 40227 | PHOENIX 40 1 | 1 | Closed | Line | NO | -2.3 | 22.1 | 22.2 | 130.6 | 17.1 | 0.01 | -0.15
40436 | QUEEN CREEK 2 2 | 40462 | SAN TAN VALLEY 3 1 | 1 | Closed | Line | NO | -16.6 | -17.5 | 24.1 | 140.8 | 17.1 | 0.06 | -2.8
25427 | LOS ANGELES 31 3 | 25674 | NORWALK 3 1 | 1 | Closed | Line | NO | 205.2 | 24.9 | 206.7 | 1217.6 | 17.1 | 0.16 | -12.24
77209 | BILLINGS 8 1 | 77051 | BOZEMAN 1 1 | 1 | Closed | Line | NO | 207 | -95.4 | 227.9 | 1332 | 17.1 | 2.03 | -102.8
60703 | LAMAR 3 7 | 60758 | LAMAR 4 2 | 1 | Closed | Line | NO | 36.1 | 49.6 | 61.3 | 388.1 | 17.1 | 0.07 | -6.23
53029 | ALCALDE 1 | 53040 | ESPANOLA 1 | 1 | Closed | Line | NO | -23.5 | -14.8 | 27.8 | 162.4 | 17.1 | 0.15 | -0.24
10579 | OKANOGAN 1 | 10553 | WINTHROP 3 | 1 | Closed | Line | NO | 35.8 | -8.9 | 36.9 | 215.4 | 17.1 | 0.27 | -5.8
30038 | MINDEN 1 | 30016 | CARSON CITY 1 1 | 1 | Closed | Line | NO | -27.4 | -34.1 | 43.8 | 255.8 | 17.1 | 0.04 | -2.66
25709 | WHITTIER 5 1 | 25586 | BELL GARDENS 2 1 | 1 | Closed | Line | NO | -37.2 | 5.6 | 37.6 | 220.4 | 17.1 | 0.01 | -0.5
30094 | ELKO 2 | 30093 | ELKO 1 | 1 | Closed | Transformer | YES | -57.9 | 31.7 | 66 | 386.3 | 17.1 | 0.02 | 1.36
28338 | OCEANSIDE 3 1 | 28439 | MENIFEE 2 1 | 1 | Closed | Line | NO | -23.3 | -26.4 | 35.2 | 206.1 | 17.1 | 0.06 | -9.91
40647 | BISBEE 1 | 40727 | DOUGLAS 2 1 | 1 | Closed | Line | NO | -20 | 12.1 | 23.3 | 148.4 | 17.1 | 0.15 | -3.31
60858 | FREDERICK 1 | 60884 | WELLINGTON 4 1 | 1 | Closed | Line | NO | -465.6 | -38.7 | 467.2 | 2830.2 | 17.1 | 1.5 | -160.91
74056 | SAGLE 1 | 74063 | SANDPOINT 1 | 1 | Closed | Line | NO | -37.9 | -4.7 | 38.2 | 224.6 | 17.1 | 0.15 | -0.44
20257 | GRASS VALLEY 2 1 | 20261 | NEVADA CITY 1 | 1 | Closed | Line | NO | -36.9 | 1.1 | 36.9 | 217.3 | 17.1 | 0.03 | -2.11
25285 | PANORAMA CITY 1 2 | 26060 | SUN VALLEY 2 3 | 1 | Closed | Line | NO | -33.1 | -14.1 | 35.9 | 210.8 | 17 | 0.02 | -0.45
29038 | NORTH PALM SPRINGS 6 1 | 29049 | NORTH PALM SPRINGS 7 4 | 1 | Closed | Line | NO | -36.8 | 1.6 | 36.8 | 216.3 | 17 | 0.01 | -0.34
10192 | VANCOUVER 17 1 | 13180 | BEAVERTON 3 1 | 1 | Closed | Line | NO | 191.6 | 47.2 | 197.3 | 1182.4 | 17 | 0.24 | -15.39
53129 | JEMEZ PUEBLO 1 | 53139 | RIO RANCHO 3 1 | 1 | Closed | Line | NO | 10.1 | -20.7 | 23 | 135.2 | 17 | 0.09 | -2.06
10093 | VANCOUVER 3 1 | 13204 | PORTLAND 2 1 | 1 | Closed | Line | NO | 36.6 | -5.7 | 37 | 217.6 | 17 | 0.05 | -1.72
70053 | CASPER 5 1 | 70056 | CASPER 5 4 | 1 | Closed | TransformerWinding | YES | 41 | 16.6 | 44.2 | 260 | 17 | 0 | -0.1
21657 | SUISUN CITY 3 3 | 21388 | FAIRFIELD 4 1 | 1 | Closed | Line | NO | 193.8 | 23.7 | 195.2 | 1155.9 | 17 | 0.14 | -10.79
60593 | BYERS 1 | 60595 | WIGGINS 1 | 1 | Closed | Line | NO | -25 | 4.7 | 25.5 | 161.7 | 17 | 0.14 | -6.4
26212 | PLAYA DEL REY 1 | 26217 | PLAYA DEL REY 6 | 1 | Closed | Transformer | YES | -273.2 | 36.9 | 275.7 | 1620.9 | 17 | 0.07 | 6.46
40565 | TONALEA 1 | 40499 | KAIBETO 1 | 1 | Closed | Line | NO | -24.7 | -0.6 | 24.7 | 146.9 | 17 | 0.16 | -3.43
29055 | TWENTYNINE PALMS 3 2 | 28673 | JOSHUA TREE 1 | 1 | Closed | Line | NO | 36.1 | 8.6 | 37.1 | 220 | 17 | 0.07 | -1.42
23473 | MODESTO 12 1 | 23477 | MODESTO 12 5 | 1 | Closed | Transformer | YES | -50.2 | -24.3 | 55.7 | 331.5 | 17 | 0.02 | 1.39
30367 | AUSTIN 6 | 30382 | ELY 2 1 | 1 | Closed | Line | NO | -175.9 | -29.6 | 178.3 | 1177.4 | 17 | 2.38 | -120.73
25780 | GLENDORA 1 2 | 28087 | BREA 2 3 | 1 | Closed | Line | NO | 35.6 | 0.7 | 35.6 | 210.8 | 17 | 0.02 | -3.34
13299 | PORTLAND 30 1 | 13295 | PORTLAND 27 1 | 1 | Closed | Line | NO | -36.9 | 0.3 | 36.9 | 216.9 | 17 | 0.01 | -0.1
28835 | BRAWLEY 3 1 | 28708 | BRAWLEY 1 1 | 1 | Closed | Line | NO | 36.4 | 4.5 | 36.7 | 216.7 | 17 | 0.11 | -1.7
60260 | DENVER 8 1 | 60255 | DENVER 4 1 | 1 | Closed | Line | NO | -10.6 | 21.8 | 24.3 | 143.7 | 17 | 0.02 | -0.17
40152 | PHOENIX 4 3 | 40074 | BUCKEYE 3 1 | 1 | Closed | Line | NO | -413.6 | -184.2 | 452.8 | 2663.4 | 17 | 0.48 | -30.87
28344 | HESPERIA 3 2 | 28294 | SAN BERNARDINO 1 1 | 1 | Closed | Line | NO | -4.4 | 28.7 | 29.1 | 172.2 | 17 | 0.01 | -0.2
25327 | LOS ANGELES 12 1 | 25383 | HAWTHORNE 2 1 | 1 | Closed | Line | NO | 36.2 | 0.1 | 36.2 | 213.2 | 17 | 0.01 | -0.06
29080 | SUN CITY 4 1 | 28772 | DESERT HOT SPRINGS 4 11 | 1 | Closed | Line | NO | -583.3 | -356.6 | 683.7 | 4022.5 | 17 | 0.61 | -173.14
77081 | TOWNSEND 2 | 77057 | WHITE SULPHUR SPRINGS 1 | 1 | Closed | Line | NO | -36.2 | 5.1 | 36.5 | 219.7 | 17 | 0.15 | -3.51
60322 | DENVER 16 3 | 60362 | DENVER 31 1 | 1 | Closed | Line | NO | 26 | -6.3 | 26.8 | 157.5 | 17 | 0.01 | -0.25
60640 | GROVER 1 | 60646 | GROVER 7 | 1 | Closed | Transformer | YES | -180.8 | -60.1 | 190.5 | 1129.5 | 17 | 0.06 | 3.93
60425 | ENGLEWOOD 3 1 | 60433 | ENGLEWOOD 5 1 | 1 | Closed | Line | NO | -17.8 | 15.7 | 23.7 | 146.6 | 17 | 0.02 | -1.75
20378 | MEADOW VALLEY 1 5 | 20324 | STRAWBERRY VALLEY 1 1 | 1 | Closed | Line | NO | -75.1 | -170.1 | 185.9 | 1095 | 17 | 0.21 | -19.18
26212 | PLAYA DEL REY 1 | 26216 | PLAYA DEL REY 5 | 1 | Closed | Transformer | YES | -273.2 | 35 | 275.5 | 1622.6 | 17 | 0.06 | 4.5
50117 | SOUTH JORDAN 2 2 | 50169 | SALT LAKE CITY 15 1 | 1 | Closed | Line | NO | -40 | 5.5 | 40.4 | 238.1 | 17 | 0.02 | -0.32
53188 | FARMINGTON 4 1 | 53186 | FARMINGTON 2 1 | 1 | Closed | Line | NO | -24.4 | -10.5 | 26.6 | 156.8 | 17 | 0.05 | -1
30425 | LAS VEGAS 76 1 | 30427 | LAS VEGAS 77 1 | 1 | Closed | Line | NO | -38.6 | -16.7 | 42.1 | 248 | 17 | 0.01 | -0.07
23234 | TULARE 1 2 | 23237 | PIXLEY 1 | 1 | Closed | Line | NO | 37.8 | -8.5 | 38.7 | 228.2 | 17 | 0.12 | -2.8
50220 | PROVIDENCE 1 | 50217 | MILLVILLE 1 | 1 | Closed | Line | NO | -38.4 | -30.1 | 48.8 | 287.5 | 17 | 0.04 | -1.77
40123 | PRESCOTT VALLEY 1 1 | 40133 | PRESCOTT VALLEY 3 1 | 1 | Closed | Line | NO | -4.7 | -19.4 | 20 | 117.7 | 17 | 0.01 | -0.24
13414 | UMATILLA 1 1 | 13676 | BOARDMAN 3 2 | 1 | Closed | Line | NO | -35.3 | -8.2 | 36.2 | 213.7 | 17 | 0.11 | -2.11
50116 | SOUTH JORDAN 2 1 | 50356 | OREM 6 1 | 1 | Closed | Line | NO | -412.1 | 109.9 | 426.5 | 2624.3 | 17 | 0.47 | -57.23
40167 | GLENDALE 18 1 | 40168 | GLENDALE 19 1 | 1 | Closed | Line | NO | -23.9 | 5.6 | 24.6 | 145.4 | 17 | 0.02 | -0.24
70178 | MEDICINE BOW 2 2 | 70145 | MEDICINE BOW 1 1 | 1 | Closed | Line | NO | -34.2 | 12.8 | 36.5 | 219.8 | 17 | 0.12 | -1.8
26212 | PLAYA DEL REY 1 | 26215 | PLAYA DEL REY 4 | 1 | Closed | Transformer | YES | -273.3 | 32.7 | 275.2 | 1623.7 | 16.9 | 0.03 | 2.25
28477 | APPLE VALLEY 4 1 | 28619 | LUCERNE VALLEY 1 | 1 | Closed | Line | NO | -36.3 | 4.9 | 36.7 | 218.3 | 16.9 | 0.11 | -1.5
28622 | LAKESIDE 1 2 | 28632 | EL CAJON 5 2 | 1 | Closed | Line | NO | -26.5 | -22.8 | 35 | 206.4 | 16.9 | 0.05 | -0.77
60552 | GREELEY 3 1 | 60555 | GREELEY 4 3 | 1 | Closed | Line | NO | -20.1 | -10.8 | 22.8 | 134.8 | 16.9 | 0.01 | -0.14
20480 | REDDING 11 1 | 20482 | REDDING 11 3 | 1 | Closed | Transformer | YES | -61.3 | -28.2 | 67.5 | 402 | 16.9 | 0.02 | 1.43
13449 | JOSEPH 1 | 74251 | CAMBRIDGE 2 | 1 | Closed | Line | NO | 36 | 1.5 | 36 | 227.5 | 16.9 | 0.23 | -12.95
28224 | RANCHO CUCAMONGA 1 1 | 28267 | FONTANA 8 1 | 1 | Closed | Line | NO | -37 | -6.2 | 37.5 | 221.4 | 16.9 | 0.03 | -1.51
10695 | RANDLE 3 | 10696 | RANDLE 4 | 1 | Closed | TransformerWinding | YES | 25.5 | 4.2 | 25.9 | 153 | 16.9 | 0.02 | 0.6
40254 | PHOENIX 54 1 | 40186 | PHOENIX 16 1 | 1 | Closed | Line | NO | -262.7 | -269.3 | 376.2 | 2222.7 | 16.9 | 0.2 | -28.57
30261 | PIOCHE 1 | 50422 | MILFORD 4 3 | 1 | Closed | Line | NO | -44.8 | -12.7 | 46.6 | 275.1 | 16.9 | 0.73 | -19.58
60771 | LIMON 4 6 | 60781 | LIMON 5 4 | 1 | Closed | Line | NO | -86.7 | 11.8 | 87.5 | 521.4 | 16.9 | 0.14 | -3.92
40783 | PAGE 2 1 | 40788 | PAGE 2 6 | 1 | Closed | Transformer | YES | -308 | -15.9 | 308.4 | 1826.1 | 16.9 | 0.08 | 5.8
60301 | FORT COLLINS 5 1 | 60482 | GREELEY 2 1 | 1 | Closed | Line | NO | 91.7 | 16.2 | 93.1 | 557.9 | 16.9 | 0.26 | -7.03
53295 | FRUITLAND 2 2 | 53278 | BLOOMFIELD 2 1 | 1 | Closed | Line | NO | 79.5 | -13.2 | 80.5 | 476.6 | 16.9 | 0.33 | -10.83
13595 | OXBOW 2 2 | 74250 | CAMBRIDGE 1 | 1 | Closed | Line | NO | 201.6 | 4.3 | 201.7 | 1216.7 | 16.9 | 0.46 | -37.75
60495 | AURORA 13 1 | 60486 | AURORA 9 1 | 1 | Closed | Line | NO | 22.8 | 11 | 25.3 | 151 | 16.9 | 0.03 | -0.42
77044 | BIG TIMBER 1 | 77046 | GARDINER 1 | 1 | Closed | Line | NO | 40 | -19.1 | 44.3 | 262.4 | 16.9 | 0.39 | -16.91
41012 | LAKE HAVASU CITY 4 7 | 40752 | MOHAVE VALLEY 2 2 | 1 | Closed | Line | NO | 336.5 | -225.9 | 405.3 | 2399.6 | 16.9 | 0.62 | -55.57
25199 | CANOGA PARK 2 3 | 25184 | SIMI VALLEY 4 1 | 1 | Closed | Line | NO | -200.5 | -8.3 | 200.7 | 1188.6 | 16.9 | 0.19 | -9.34
40875 | SPRINGERVILLE 2 1 | 40880 | SPRINGERVILLE 2 6 | 1 | Closed | Transformer | YES | -293 | -46.9 | 296.7 | 1763.5 | 16.9 | 0.07 | 5.71
74170 | IDAHO FALLS 1 1 | 74176 | IDAHO FALLS 4 1 | 1 | Closed | Line | NO | -31.2 | -12 | 33.4 | 197.8 | 16.9 | 0.08 | -2.36
40376 | SCOTTSDALE 14 3 | 40403 | FOUNTAIN HILLS 1 | 1 | Closed | Line | NO | 19.5 | 12 | 22.9 | 137.4 | 16.9 | 0.02 | -0.52
50184 | SALT LAKE CITY 18 1 | 50293 | PARK CITY 2 1 | 1 | Closed | Line | NO | -41.4 | 1.9 | 41.5 | 252.7 | 16.9 | 0.07 | -7.77
40877 | SPRINGERVILLE 2 3 | 40876 | SPRINGERVILLE 2 2 | 1 | Closed | Transformer | YES | -115.8 | 2.4 | 115.8 | 687 | 16.9 | 0.02 | 1.57
10775 | MOUNT VERNON 4 1 | 10776 | MOUNT VERNON 4 2 | 1 | Closed | Transformer | YES | -14.3 | 0.3 | 14.3 | 85 | 16.9 | 0.01 | 0.29
10747 | BRIDGEPORT 1 | 10752 | BRIDGEPORT 6 | 1 | Closed | Transformer | YES | -293 | 25.3 | 294.1 | 1745 | 16.9 | 0.06 | 5.28
23042 | STOCKTON 8 1 | 23059 | STOCKTON 13 1 | 1 | Closed | Line | NO | -36.5 | -7.2 | 37.2 | 221 | 16.8 | 0.03 | -0.51
13447 | ONTARIO 1 1 | 74218 | BOISE 14 1 | 1 | Closed | Line | NO | 194 | -64.2 | 204.4 | 1213.1 | 16.8 | 0.83 | -84.61
30070 | FERNLEY 1 1 | 30367 | AUSTIN 6 | 1 | Closed | Line | NO | -153.6 | -6.9 | 153.8 | 1154.1 | 16.8 | 1.52 | -124.04
60086 | CRESTED BUTTE 2 | 60829 | LEADVILLE 2 3 | 1 | Closed | Line | NO | -25.8 | -2.7 | 25.9 | 154.9 | 16.8 | 0.29 | -3.21
77150 | COLUMBIA FALLS 1 | 77164 | KALISPELL 1 1 | 1 | Closed | Line | NO | 37.4 | 4.7 | 37.7 | 226.1 | 16.8 | 0.09 | -2.8
21600 | BIRDS LANDING 1 1 | 21602 | BIRDS LANDING 1 3 | 1 | Closed | Transformer | YES | -57 | -11.3 | 58.1 | 346.5 | 16.8 | 0.01 | 0.89
74127 | KETCHUM 2 | 74299 | MOUNTAIN HOME 4 3 | 1 | Closed | Line | NO | -31 | 7 | 31.8 | 200.2 | 16.8 | 0.32 | -5.49
20423 | YUBA CITY 6 1 | 20465 | HERALD 1 | 1 | Closed | Line | NO | 653.2 | -220.1 | 689.3 | 4095.6 | 16.8 | 1.03 | -358.64
77032 | COLUMBUS 2 1 | 77044 | BIG TIMBER 1 | 1 | Closed | Line | NO | 37 | -21.4 | 42.7 | 253.8 | 16.8 | 0.3 | -5.9
30016 | CARSON CITY 1 1 | 30000 | INCLINE VILLAGE 1 | 1 | Closed | Line | NO | -37.6 | -20.3 | 42.7 | 253.9 | 16.8 | 0.05 | -2.08
40656 | CHINLE 2 | 40682 | TSAILE 1 | 1 | Closed | Line | NO | -24.8 | -9.3 | 26.5 | 157.4 | 16.8 | 0.12 | -7.64
77048 | LIVINGSTON 2 1 | 77052 | BOZEMAN 1 2 | 1 | Closed | Line | NO | -39.1 | -3.1 | 39.2 | 233.5 | 16.8 | 0.17 | -2.91
23036 | HOLLISTER 2 1 | 21584 | GILROY 2 1 | 1 | Closed | Line | NO | -32.5 | -16.6 | 36.5 | 217.1 | 16.8 | 0.05 | -3.17
23300 | ALPAUGH 1 | 26090 | DELANO 4 1 | 1 | Closed | Line | NO | 203.4 | 8.5 | 203.6 | 1235.3 | 16.8 | 0.18 | -33.66
74153 | RUPERT 1 1 | 74152 | PAUL 2 | 1 | Closed | Line | NO | -31.4 | 19.8 | 37.1 | 222.4 | 16.8 | 0.13 | -0.26
28234 | PHELAN 1 | 25823 | WRIGHTWOOD 2 | 1 | Closed | Line | NO | 34.7 | -10.3 | 36.2 | 215.7 | 16.8 | 0.04 | -2.17
28351 | OCEANSIDE 4 1 | 28503 | ESCONDIDO 3 2 | 1 | Closed | Line | NO | -34.5 | 5.8 | 35 | 212.4 | 16.8 | 0.08 | -2.83
28882 | BLYTHE 2 4 | 40013 | EHRENBERG 1 | 1 | Closed | Line | NO | 25.3 | -0.4 | 25.4 | 151 | 16.8 | 0.12 | -0.78
10663 | SPOKANE 17 3 | 74234 | CLARK FORK 1 | 1 | Closed | Line | NO | -193.4 | -67.3 | 204.8 | 1220.2 | 16.8 | 1.06 | -60.56
13496 | THE DALLES 2 1 | 13501 | THE DALLES 2 6 | 1 | Closed | Transformer | YES | -290 | 22 | 290.9 | 1733.7 | 16.8 | 0.06 | 4.35
53009 | RIBERA 2 | 53030 | MORIARTY 1 | 1 | Closed | Line | NO | -22.9 | 2.6 | 23.1 | 144.9 | 16.8 | 0.18 | -4.9
10604 | KENNEWICK 4 1 | 10605 | KENNEWICK 5 1 | 1 | Closed | Line | NO | 35 | 9.1 | 36.2 | 215.7 | 16.8 | 0.02 | -0.08
28197 | MISSION VIEJO 4 1 | 28205 | RANCHO SANTA MARGARITA 1 1 | 1 | Closed | Line | NO | 19.3 | -25.3 | 31.8 | 189.6 | 16.8 | 0.02 | -2.08
50444 | SALT LAKE CITY 32 2 | 50167 | SALT LAKE CITY 14 1 | 1 | Closed | Line | NO | -8.3 | 38.9 | 39.8 | 240.8 | 16.8 | 0.03 | -0.56
25087 | DELANO 2 1 | 25943 | DELANO 3 1 | 1 | Closed | Line | NO | -29.3 | -15.9 | 33.3 | 198.7 | 16.8 | 0.08 | -1.48
40354 | SEDONA 1 1 | 40334 | CORNVILLE 1 | 1 | Closed | Line | NO | 22.4 | -10.3 | 24.6 | 147 | 16.8 | 0.03 | -0.35
10140 | PORT ORCHARD 3 1 | 10143 | PORT ORCHARD 4 2 | 1 | Closed | Line | NO | 35.6 | 15.6 | 38.8 | 232.5 | 16.7 | 0.04 | -0.36
11026 | GRAND COULEE 16 | 10899 | COULEE CITY 1 1 | 1 | Closed | Line | NO | 198.7 | -22.2 | 199.9 | 1193.4 | 16.7 | 0.65 | -30.07
28903 | OCOTILLO 1 | 28906 | OCOTILLO 4 | 1 | Closed | Transformer | YES | -265.3 | 44 | 269 | 1605.8 | 16.7 | 0.07 | 5.79
10534 | YAKIMA 5 1 | 10681 | MATTAWA 2 2 | 1 | Closed | Line | NO | -175.5 | -86.2 | 195.5 | 1167.3 | 16.7 | 0.38 | -38.5
80026 | EL PASO 16 1 | 80028 | EL PASO 17 1 | 1 | Closed | Line | NO | -24 | 9.8 | 25.9 | 155.7 | 16.7 | 0.03 | -0.31
21372 | ALAMO 1 1 | 21470 | SAN RAMON 4 1 | 1 | Closed | Line | NO | -33.2 | 16.1 | 36.9 | 220.7 | 16.7 | 0.01 | -0.07
60092 | OAK CREEK 2 | 60093 | EAGLE 1 1 | 1 | Closed | Line | NO | 18.7 | -15.9 | 24.5 | 146.6 | 16.7 | 0.1 | -8.35
53070 | ALBUQUERQUE 2 3 | 53267 | ALBUQUERQUE 30 2 | 1 | Closed | Line | NO | -25.7 | -4.3 | 26 | 155.6 | 16.7 | 0.07 | -2.14
74303 | AMERICAN FALLS 3 1 | 74312 | AMERICAN FALLS 4 2 | 1 | Closed | Line | NO | -34.8 | 6.6 | 35.5 | 215.8 | 16.7 | 0.05 | -2.73
26049 | FELLOWS 1 2 | 26048 | FELLOWS 1 1 | 1 | Closed | Transformer | YES | -232.3 | 32.3 | 234.5 | 1401.8 | 16.7 | 0.06 | 5.34
40073 | BUCKEYE 2 1 | 40096 | GOODYEAR 2 1 | 1 | Closed | Line | NO | 24 | -2.8 | 24.1 | 144.3 | 16.7 | 0.14 | -0.73
21727 | HAYWARD 8 1 | 21593 | ANTIOCH 5 1 | 1 | Closed | Line | NO | -666.4 | -183.9 | 691.3 | 4134.3 | 16.7 | 0.54 | -202.26
30302 | BATTLE MOUNTAIN 2 1 | 30307 | FALLON 4 1 | 1 | Closed | Line | NO | 197 | -35.6 | 200.2 | 1197.4 | 16.7 | 1.44 | -73.71
25747 | LA PUENTE 4 1 | 25763 | COVINA 3 1 | 1 | Closed | Line | NO | -33.3 | -11.7 | 35.3 | 211.4 | 16.7 | 0.02 | -0.27
28474 | SAN DIEGO 18 1 | 28475 | SAN DIEGO 19 1 | 1 | Closed | Line | NO | -15.5 | 27.4 | 31.5 | 192.4 | 16.7 | 0.01 | -0.74
21675 | ANTIOCH 7 1 | 21538 | ANTIOCH 1 3 | 1 | Closed | Line | NO | 22 | 25.5 | 33.7 | 204.2 | 16.7 | 0.03 | -0.58
10906 | BEVERLY 2 | 10905 | BEVERLY 1 | 1 | Closed | Transformer | YES | -233.8 | 9.3 | 234 | 1400.4 | 16.7 | 0.05 | 4.11
50243 | OREM 4 1 | 50282 | PROVO 6 2 | 1 | Closed | Line | NO | -24.3 | -32.3 | 40.5 | 242.2 | 16.7 | 0.04 | -5.59
40622 | SIERRA VISTA 2 1 | 40647 | BISBEE 1 | 1 | Closed | Line | NO | 8 | 15.7 | 17.7 | 117.2 | 16.7 | 0.02 | -2.13
25897 | ROSAMOND 4 4 | 26010 | MOJAVE 11 1 | 1 | Closed | Line | NO | -197 | -5.7 | 197 | 1181.1 | 16.7 | 0.13 | -13.28
60649 | LIMON 2 2 | 60648 | LIMON 2 1 | 1 | Closed | Transformer | YES | -119.3 | 24.8 | 121.9 | 730 | 16.7 | 0.02 | 1.74
10164 | ROY 1 1 | 10169 | LAKEWOOD 3 1 | 1 | Closed | Line | NO | 18.2 | -28.1 | 33.5 | 200.7 | 16.7 | 0.02 | -2.31
13657 | IDLEYLD PARK 4 2 | 13601 | IDLEYLD PARK 2 1 | 1 | Closed | Line | NO | 32.1 | -13.4 | 34.8 | 208.5 | 16.7 | 0.02 | -0.51
25839 | BAKERSFIELD 21 1 | 25128 | BAKERSFIELD 11 1 | 1 | Closed | Line | NO | 33.9 | 11.6 | 35.8 | 215.9 | 16.7 | 0.04 | -0.77
40381 | SCOTTSDALE 16 1 | 40403 | FOUNTAIN HILLS 1 | 1 | Closed | Line | NO | 24.8 | -1.8 | 24.9 | 149.3 | 16.7 | 0.05 | -1.46
13484 | WASCO 1 1 | 13505 | THE DALLES 2 10 | 1 | Closed | Line | NO | 197.2 | -10.2 | 197.4 | 1184 | 16.7 | 0.23 | -12.26
13621 | THE DALLES 3 2 | 13624 | THE DALLES 3 5 | 1 | Closed | TransformerWinding | YES | -233.8 | -17.8 | 234.5 | 1407.6 | 16.7 | -0.06 | -4.74
20146 | ELK GROVE 2 1 | 20197 | SACRAMENTO 34 1 | 1 | Closed | Line | NO | -34.7 | 0.8 | 34.7 | 208.6 | 16.7 | 0.04 | -0.48
40238 | PHOENIX 46 1 | 40277 | PHOENIX 61 1 | 1 | Closed | Line | NO | 24.1 | 4.4 | 24.5 | 147.1 | 16.7 | 0.01 | -0.27
77033 | CHINOOK 1 | 77040 | HAVRE 1 | 1 | Closed | Line | NO | 37.3 | -7.5 | 38.1 | 228.5 | 16.7 | 0.28 | -3.25
28659 | CATHEDRAL CITY 2 1 | 28726 | NORTH PALM SPRINGS 1 1 | 1 | Closed | Line | NO | -35.6 | -5.8 | 36.1 | 217 | 16.6 | 0.08 | -2.07
25090 | OXNARD 3 1 | 25116 | CAMARILLO 2 1 | 1 | Closed | Line | NO | 35.6 | 2 | 35.7 | 214.5 | 16.6 | 0.09 | -0.96
10061 | OLYMPIA 8 1 | 10133 | GIG HARBOR 2 1 | 1 | Closed | Line | NO | 34.2 | 6.9 | 34.9 | 211.2 | 16.6 | 0.03 | -1.16
70167 | GILLETTE 6 1 | 70133 | GILLETTE 5 2 | 1 | Closed | Line | NO | -37.6 | 6.8 | 38.2 | 230 | 16.6 | 0 | -0.11
10734 | TACOMA 19 1 | 10861 | CENTRALIA 2 6 | 1 | Closed | Line | NO | -541 | -403 | 674.6 | 4058.8 | 16.6 | 0.52 | -149.31
25695 | ARCADIA 1 1 | 25619 | ALTADENA 1 1 | 1 | Closed | Line | NO | -20.6 | 27.2 | 34.1 | 206.5 | 16.6 | 0.02 | -0.22
13432 | WALLA WALLA 2 2 | 10767 | DAYTON 2 2 | 1 | Closed | Line | NO | -35.8 | -2.4 | 35.9 | 216.6 | 16.6 | 0.2 | -2.17
28001 | HUNTINGTON BEACH 1 1 | 25644 | LONG BEACH 20 1 | 1 | Closed | Line | NO | 28.4 | -20.4 | 35 | 210.8 | 16.6 | 0.01 | -0.12
60096 | EDWARDS 1 | 60184 | GOLDEN 2 1 | 1 | Closed | Line | NO | 74.5 | -31 | 80.7 | 485.6 | 16.6 | 0.61 | -37.32
20181 | SACRAMENTO 31 1 | 20172 | SACRAMENTO 25 1 | 1 | Closed | Line | NO | 34.5 | 4.1 | 34.7 | 209.1 | 16.6 | 0 | -0.16
50429 | EVANSTON 2 1 | 50433 | EVANSTON 2 5 | 1 | Closed | Transformer | YES | -127.6 | 22.7 | 129.6 | 780.6 | 16.6 | 0.02 | 1.97
25114 | SANTA PAULA 2 1 | 25084 | VENTURA 2 1 | 1 | Closed | Line | NO | -35.9 | -3.3 | 36.1 | 217.4 | 16.6 | 0.03 | -0.93
50116 | SOUTH JORDAN 2 1 | 50176 | LEHI 2 1 | 1 | Closed | Line | NO | -407.9 | 110.7 | 422.6 | 2600.2 | 16.6 | 0.38 | -29.32
40592 | SECOND MESA 1 | 40578 | HOTEVILLA 3 | 1 | Closed | Line | NO | -22.5 | -4.4 | 22.9 | 138.2 | 16.6 | 0.1 | -2.3
50276 | MANTI 1 | 50287 | EPHRAIM 1 | 1 | Closed | Line | NO | -42.8 | 15.3 | 45.4 | 276.8 | 16.6 | 0.11 | -1.08
50076 | CLEARFIELD 2 1 | 50438 | MAGNA 3 1 | 1 | Closed | Line | NO | -386.7 | -44 | 389.2 | 2359.5 | 16.6 | 0.64 | -100.16
25346 | LOS ANGELES 14 1 | 25316 | LOS ANGELES 10 3 | 1 | Closed | Line | NO | -30 | -20.8 | 36.5 | 220.3 | 16.6 | 0 | -0.26
20117 | SACRAMENTO 2 1 | 20161 | ELK GROVE 3 1 | 1 | Closed | Line | NO | 26.3 | 19.2 | 32.6 | 198.5 | 16.6 | 0.01 | -0.61
13681 | ARLINGTON 8 1 | 13684 | ARLINGTON 8 4 | 1 | Closed | Transformer | YES | -267.9 | -51.1 | 272.7 | 1647.5 | 16.6 | 0.03 | 2.07
28998 | RIVERSIDE 18 1 | 29002 | RIVERSIDE 18 5 | 1 | Closed | Transformer | YES | -48.8 | -23.5 | 54.1 | 329.4 | 16.6 | 0.02 | 1.01
21091 | PACIFICA 1 3 | 21098 | SAN FRANCISCO 10 1 | 1 | Closed | Line | NO | -28.9 | 5.5 | 29.4 | 177.5 | 16.6 | 0.01 | -0.24
13318 | PORTLAND 38 3 | 13330 | HAPPY VALLEY 2 2 | 1 | Closed | Line | NO | -26.9 | -21.9 | 34.7 | 209.5 | 16.6 | 0.01 | -2.7
25839 | BAKERSFIELD 21 1 | 26034 | BAKERSFIELD 31 1 | 1 | Closed | Line | NO | -33.9 | -11.6 | 35.8 | 216 | 16.6 | 0.05 | -1.15
20103 | YUBA CITY 4 3 | 20183 | ROSEVILLE 2 1 | 1 | Closed | Line | NO | 34 | -7.7 | 34.9 | 210.3 | 16.6 | 0.05 | -2.13
11036 | LONGVIEW 4 2 | 10781 | LONGVIEW 3 1 | 1 | Closed | Line | NO | 35.2 | 7.2 | 35.9 | 218 | 16.6 | 0.02 | -1.11
60333 | LITTLETON 10 1 | 60411 | CASTLE ROCK 2 1 | 1 | Closed | Line | NO | 12 | 20.9 | 24.1 | 146.9 | 16.6 | 0.02 | -0.27
77023 | BILLINGS 6 1 | 77032 | COLUMBUS 2 1 | 1 | Closed | Line | NO | 37 | -18.4 | 41.4 | 249.6 | 16.6 | 0.15 | -8.07
25414 | LOS ANGELES 26 1 | 25422 | LOS ANGELES 29 1 | 1 | Closed | Line | NO | 35.6 | -4.8 | 35.9 | 216.8 | 16.6 | 0.01 | -0.15
53290 | LA MESA 6 1 | 80006 | EL PASO 3 1 | 1 | Closed | Line | NO | 80.2 | 19.2 | 82.5 | 518.4 | 16.6 | 0.34 | -12.31
26162 | MC KITTRICK 2 3 | 25998 | MC KITTRICK 1 1 | 1 | Closed | Line | NO | 15 | -25.4 | 29.5 | 178.6 | 16.5 | 0.03 | -0.78
70122 | KEMMERER 2 1 | 70125 | KEMMERER 2 4 | 1 | Closed | Transformer | YES | -90.5 | 35.6 | 97.3 | 588.2 | 16.5 | 0.03 | 1.81
25416 | BURBANK 6 1 | 25537 | GLENDALE 6 1 | 1 | Closed | Line | NO | -33.8 | 9.5 | 35.1 | 213.1 | 16.5 | 0.02 | -0.28
77147 | MISSOULA 5 1 | 77140 | MISSOULA 3 1 | 1 | Closed | Line | NO | 22.2 | -22.9 | 31.9 | 193 | 16.5 | 0.08 | -1.3
60771 | LIMON 4 6 | 60719 | VONA 1 | 1 | Closed | Line | NO | -83.9 | 10.4 | 84.6 | 521 | 16.5 | 0.17 | -8.17
10380 | MARYSVILLE 1 1 | 10300 | STANWOOD 1 | 1 | Closed | Line | NO | -25.4 | -22.6 | 34 | 205.9 | 16.5 | 0.03 | -1.01
28998 | RIVERSIDE 18 1 | 29000 | RIVERSIDE 18 3 | 1 | Closed | Transformer | YES | -48.8 | -22.9 | 53.9 | 330.4 | 16.5 | 0.02 | 1.6
30068 | WELLINGTON 1 1 | 30459 | YERINGTON 2 2 | 1 | Closed | Line | NO | -41.2 | -9.4 | 42.2 | 255.4 | 16.5 | 0.12 | -11.41
60785 | PUEBLO 13 1 | 60792 | PUEBLO 13 8 | 1 | Closed | Transformer | YES | -99.6 | -48.6 | 110.8 | 676.9 | 16.5 | 0.03 | 2.3
21527 | SAN JOSE 28 1 | 21700 | TRACY 4 1 | 1 | Closed | Line | NO | -200.9 | -12.5 | 201.3 | 1224.2 | 16.5 | 0.54 | -31.14
23501 | LA GRANGE 2 | 23281 | MERCED 6 1 | 1 | Closed | Line | NO | -36.4 | -1.3 | 36.5 | 221.1 | 16.5 | 0.07 | -1.87
60684 | PLATTEVILLE 2 3 | 60287 | LOVELAND 4 1 | 1 | Closed | Line | NO | -78.3 | 25.5 | 82.4 | 513.9 | 16.5 | 0.16 | -6.67
40023 | GOLDEN VALLEY 1 1 | 40731 | CHLORIDE 1 3 | 1 | Closed | Line | NO | -23.8 | -7.3 | 24.9 | 150.7 | 16.5 | 0.07 | -2.17
40214 | PHOENIX 30 1 | 40795 | PHOENIX 73 2 | 1 | Closed | Line | NO | -420.4 | -185 | 459.3 | 2784 | 16.5 | 0.3 | -25.25
60674 | BOULDER 9 1 | 60858 | FREDERICK 1 | 1 | Closed | Line | NO | -447.4 | -117.4 | 462.6 | 2803.7 | 16.5 | 0.54 | -33.7
30267 | MESQUITE 1 1 | 50014 | TOQUERVILLE 1 | 1 | Closed | Line | NO | -44.6 | -6 | 45 | 275 | 16.5 | 0.59 | -10.29
28404 | SAN DIEGO 4 2 | 28836 | RANCHO SANTA FE 1 | 1 | Closed | Line | NO | 35.9 | -1.3 | 35.9 | 217.8 | 16.5 | 0.01 | -0.12
21361 | NEWARK 2 2 | 21340 | HAYWARD 5 2 | 1 | Closed | Line | NO | -22.8 | -28.8 | 36.7 | 222.8 | 16.5 | 0.01 | -0.14
25813 | POMONA 6 3 | 25771 | AZUSA 2 5 | 1 | Closed | Line | NO | -191.8 | -43.9 | 196.8 | 1194.2 | 16.5 | 0.27 | -8.02
13279 | EAGLE POINT 1 | 13367 | KLAMATH FALLS 1 2 | 1 | Closed | Line | NO | -39.1 | 4.3 | 39.4 | 246.2 | 16.5 | 0.19 | -5.65
21047 | SANTA ROSA 10 1 | 21036 | SANTA ROSA 7 2 | 1 | Closed | Line | NO | -33.7 | -10.6 | 35.3 | 214.4 | 16.5 | 0.03 | -1.16
60425 | ENGLEWOOD 3 1 | 60511 | AURORA 14 2 | 1 | Closed | Line | NO | -23.1 | -10.1 | 25.2 | 152.8 | 16.5 | 0.01 | -0.05
40932 | JOSEPH CITY 2 2 | 40655 | CHINLE 1 | 1 | Closed | Line | NO | -428.3 | 43.6 | 430.5 | 2947.8 | 16.5 | 2.84 | -179.94
40762 | SAINT JOHNS 2 3 | 40761 | SAINT JOHNS 2 2 | 1 | Closed | Transformer | YES | -109.8 | -0.4 | 109.8 | 667 | 16.5 | 0.02 | 1.62
28595 | SANTEE 2 1 | 28528 | SAN DIEGO 35 3 | 1 | Closed | Line | NO | -35.3 | -5 | 35.7 | 216.7 | 16.5 | 0.01 | -0.7
23138 | COALINGA 1 1 | 23387 | FIREBAUGH 2 2 | 1 | Closed | Line | NO | -31.6 | 12 | 33.8 | 231.8 | 16.5 | 0.19 | -9.03
25142 | BAKERSFIELD 16 1 | 25902 | LEBEC 1 2 | 1 | Closed | Line | NO | 200.6 | -10.9 | 200.9 | 1221.1 | 16.5 | 0.3 | -13.27
60817 | FLEMING 2 | 60819 | FLEMING 4 | 1 | Closed | TransformerWinding | YES | -24.2 | 4.3 | 24.6 | 149.3 | 16.5 | 0 | 0.03
26194 | CASTAIC 3 1 | 26201 | CASTAIC 3 8 | 1 | Closed | Transformer | YES | -257.8 | -53 | 263.2 | 1606.6 | 16.4 | 0.07 | 4.99
21562 | SAN JOSE 42 1 | 21501 | MILPITAS 1 2 | 1 | Closed | Line | NO | 7.4 | 27.4 | 28.4 | 185.9 | 16.4 | 0.02 | -2.21
60636 | FOUNTAIN 3 3 | 60506 | PUEBLO 4 1 | 1 | Closed | Line | NO | -16.7 | -12.4 | 20.8 | 126.4 | 16.4 | 0.04 | -1.67
30261 | PIOCHE 1 | 30263 | PANACA 1 | 1 | Closed | Line | NO | 39.1 | -19.6 | 43.7 | 265.8 | 16.4 | 0.34 | -6.82
50338 | MOAB 2 | 50337 | MOAB 1 | 1 | Closed | Transformer | YES | -101.9 | 13.4 | 102.8 | 625.4 | 16.4 | 0.02 | 1.15
40520 | TUCSON 18 1 | 40580 | WINKELMAN 1 | 1 | Closed | Line | NO | -17.9 | 11.3 | 21.2 | 146.4 | 16.4 | 0.11 | -4.65
53258 | BELEN 2 2 | 53156 | LOS LUNAS 1 1 | 1 | Closed | Line | NO | 18 | 16.6 | 24.5 | 160 | 16.4 | 0.09 | -2.61
13664 | SANDY 2 1 | 10493 | STEVENSON 1 | 1 | Closed | Line | NO | -34.7 | 5.7 | 35.1 | 216.2 | 16.4 | 0.07 | -1.59
28920 | EL CENTRO 3 2 | 28919 | EL CENTRO 3 1 | 1 | Closed | Transformer | YES | -67.8 | -195 | 206.5 | 1281.2 | 16.4 | 0.05 | 4.02
10769 | ROCKPORT 1 1 | 10771 | ROCKPORT 1 3 | 1 | Closed | Transformer | YES | -51.8 | -18.9 | 55.2 | 338.3 | 16.4 | 0.02 | 0.98
25557 | LONG BEACH 6 1 | 25874 | CARSON 7 1 | 1 | Closed | Line | NO | -182.5 | -66 | 194.1 | 1182.6 | 16.4 | 0.15 | -23.97
26060 | SUN VALLEY 2 3 | 25308 | PACOIMA 2 1 | 1 | Closed | Line | NO | 22.7 | 24.3 | 33.2 | 203.3 | 16.4 | 0.01 | -0.17
40492 | TUBA CITY 1 | 40465 | CAMERON 1 | 1 | Closed | Line | NO | -22.3 | -1.7 | 22.4 | 137.2 | 16.4 | 0.19 | -1.77
23514 | JEAN 2 10 | 30399 | LAS VEGAS 74 1 | 1 | Closed | Line | NO | -655.9 | -88.6 | 661.8 | 4036.2 | 16.4 | 0.64 | -173.05
40467 | PAGE 1 1 | 40785 | PAGE 2 3 | 1 | Closed | Line | NO | -37.7 | 9.9 | 39 | 240 | 16.4 | 0.21 | -0.6
60761 | LAMAR 4 5 | 60766 | LIMON 4 1 | 1 | Closed | Line | NO | 130.2 | -348.9 | 372.4 | 2272.3 | 16.4 | 0.66 | -423.82
60767 | LIMON 4 2 | 60770 | LIMON 4 5 | 1 | Closed | TransformerWinding | YES | -111.2 | -15.3 | 112.2 | 684.8 | 16.4 | -0.01 | -0.57
23193 | FRESNO 18 1 | 23209 | CLOVIS 4 2 | 1 | Closed | Line | NO | -34.1 | -4.6 | 34.5 | 210.4 | 16.4 | 0.05 | -0.26
20531 | EUREKA 3 2 | 20530 | EUREKA 3 1 | 1 | Closed | Transformer | YES | -229.6 | -28.3 | 231.3 | 1416 | 16.4 | 0.05 | 4.58
70136 | CHEYENNE 7 2 | 60886 | WELLINGTON 4 3 | 1 | Closed | Line | NO | 36.1 | -64.4 | 73.9 | 451.1 | 16.4 | 0.17 | -13.01
60426 | ENGLEWOOD 4 1 | 60382 | LITTLETON 16 1 | 1 | Closed | Line | NO | 2.9 | -21.4 | 21.5 | 131.5 | 16.4 | 0.01 | -0.12
40448 | MESA 24 1 | 40458 | SAN TAN VALLEY 2 1 | 1 | Closed | Line | NO | 15 | -17 | 22.7 | 138.7 | 16.4 | 0.03 | -0.4
20121 | SACRAMENTO 5 1 | 20107 | WEST SACRAMENTO 2 2 | 1 | Closed | Line | NO | -30.5 | -14 | 33.6 | 205 | 16.4 | 0.02 | -0.53
10575 | PROSSER 2 | 10568 | GRANDVIEW 2 | 1 | Closed | Line | NO | 35.2 | -0.5 | 35.2 | 215.4 | 16.4 | 0.08 | -3.31
30083 | BEATTY 1 | 30091 | PAHRUMP 3 2 | 1 | Closed | Line | NO | -9.8 | -4.2 | 10.6 | 232.2 | 16.4 | 0.07 | -40.87
28530 | SAN DIEGO 36 1 | 28856 | EL CAJON 8 2 | 1 | Closed | Line | NO | -34.4 | -8.1 | 35.4 | 216.1 | 16.4 | 0.02 | -0.1
70132 | GILLETTE 5 1 | 70134 | GILLETTE 5 3 | 1 | Closed | Transformer | YES | -96.1 | -19.4 | 98 | 601.3 | 16.4 | 0.03 | 1.86
60103 | BUENA VISTA 1 | 60119 | SALIDA 2 | 1 | Closed | Line | NO | 24.8 | -4.4 | 25.2 | 154 | 16.4 | 0.24 | -1.91
20091 | YUBA CITY 1 1 | 20099 | YUBA CITY 3 2 | 1 | Closed | Line | NO | 33.9 | -3.9 | 34.1 | 208.3 | 16.4 | 0.02 | -0.16
13676 | BOARDMAN 3 2 | 13675 | BOARDMAN 3 1 | 1 | Closed | Transformer | YES | 11.8 | -47.1 | 48.5 | 300.3 | 16.3 | 0.01 | 0.56
25535 | HUNTINGTON PARK 2 2 | 25576 | LONG BEACH 10 2 | 1 | Closed | Line | NO | -31.9 | 12 | 34 | 209.4 | 16.3 | 0.01 | -0.43
50447 | HUNTINGTON 2 2 | 50446 | HUNTINGTON 2 1 | 1 | Closed | Transformer | YES | -103.9 | 23.7 | 106.5 | 652.3 | 16.3 | 0.02 | 1.58
28097 | SANTA ANA 6 1 | 28118 | YORBA LINDA 1 1 | 1 | Closed | Line | NO | -173.7 | -78.6 | 190.6 | 1167.4 | 16.3 | 0.15 | -17.84
53283 | HURLEY 2 | 53184 | BAYARD 2 | 1 | Closed | Line | NO | 24.1 | -3.3 | 24.3 | 148.9 | 16.3 | 0.06 | -0.57
21187 | REDWOOD CITY 1 1 | 21273 | PALO ALTO 1 2 | 1 | Closed | Line | NO | 35.6 | 10.8 | 37.2 | 229 | 16.3 | 0.04 | -0.7
23426 | HANFORD 3 2 | 23428 | HANFORD 3 4 | 1 | Closed | TransformerWinding | YES | -61.1 | -6.9 | 61.5 | 376.5 | 16.3 | -0.02 | -1.35
25196 | CANOGA PARK 1 3 | 25184 | SIMI VALLEY 4 1 | 1 | Closed | Line | NO | -189 | -43.9 | 194.1 | 1189 | 16.3 | 0.22 | -10.69
60682 | PLATTEVILLE 2 1 | 60674 | BOULDER 9 1 | 1 | Closed | Line | NO | 460 | -0.7 | 460 | 2847.4 | 16.3 | 0.68 | -71.03
21678 | BIRDS LANDING 2 3 | 21682 | BIRDS LANDING 3 4 | 1 | Closed | Line | NO | 188.5 | -7.4 | 188.6 | 1156.3 | 16.3 | 0.05 | -4.4
26154 | TUPMAN 2 3 | 26153 | TUPMAN 2 2 | 1 | Closed | Transformer | YES | -60.9 | -6.7 | 61.2 | 376.1 | 16.3 | 0.01 | 0.86
77167 | HUSON 1 | 77177 | SUPERIOR 2 3 | 1 | Closed | Line | NO | 27.5 | -13.2 | 30.5 | 186.9 | 16.3 | 0.1 | -2.13
23123 | ATWATER 2 1 | 23500 | LA GRANGE 1 | 1 | Closed | Line | NO | -195.2 | -32.8 | 197.9 | 1214.9 | 16.3 | 0.52 | -18.21
40654 | GANADO 1 | 40628 | KEAMS CANYON 1 | 1 | Closed | Line | NO | 23.4 | -4 | 23.7 | 145.7 | 16.3 | 0.12 | -2.7
23000 | PACIFIC GROVE 1 | 23001 | CARMEL 1 | 1 | Closed | Line | NO | 35.8 | 1.3 | 35.8 | 223.2 | 16.3 | 0.04 | -5.42
10657 | SPOKANE 15 1 | 10665 | SPOKANE 18 1 | 1 | Closed | Line | NO | 9 | 26.2 | 27.7 | 171.4 | 16.3 | 0.01 | -0.23
10190 | VANCOUVER 16 1 | 10173 | BATTLE GROUND 1 2 | 1 | Closed | Line | NO | -32.8 | -13.3 | 35.4 | 217.2 | 16.3 | 0.03 | -0.67
40457 | SAN TAN VALLEY 1 1 | 40874 | GLOBE 2 3 | 1 | Closed | Line | NO | -22.4 | -8.7 | 24 | 147.5 | 16.3 | 0.03 | -0.33
28611 | HEMET 3 1 | 28626 | HEMET 6 2 | 1 | Closed | Line | NO | -28.1 | -18.4 | 33.6 | 206.4 | 16.3 | 0.03 | -0.66
13408 | LAKEVIEW 2 | 13406 | CHRISTMAS VALLEY 2 | 1 | Closed | Line | NO | -30.9 | 1.6 | 31 | 214.8 | 16.3 | 0.4 | -13.86
28604 | ESCONDIDO 7 1 | 28525 | ESCONDIDO 5 1 | 1 | Closed | Line | NO | 22.1 | 21.6 | 30.9 | 201.5 | 16.3 | 0.03 | -2.69
21030 | SANTA ROSA 5 1 | 21024 | SANTA ROSA 3 3 | 1 | Closed | Line | NO | -31.8 | -12.4 | 34.1 | 209.8 | 16.2 | 0.04 | -0.81
23159 | MADERA 4 3 | 23123 | ATWATER 2 1 | 1 | Closed | Line | NO | -203.8 | -38.8 | 207.5 | 1277.3 | 16.2 | 0.64 | -50.32
25182 | SIMI VALLEY 3 1 | 25148 | MOORPARK 2 2 | 1 | Closed | Line | NO | -34.5 | -6.5 | 35.1 | 216.3 | 16.2 | 0.05 | -2.5
50233 | OREM 1 1 | 50250 | PROVO 2 1 | 1 | Closed | Line | NO | -40.9 | 0 | 40.9 | 252.7 | 16.2 | 0.06 | -2.67
25803 | POMONA 3 1 | 28141 | CHINO HILLS 1 1 | 1 | Closed | Line | NO | -192.8 | -12.3 | 193.2 | 1190.1 | 16.2 | 0.07 | -2.48
30142 | LAS VEGAS 27 1 | 30145 | LAS VEGAS 29 1 | 1 | Closed | Line | NO | 39.1 | -11.9 | 40.9 | 251.9 | 16.2 | 0.02 | -0.45
50253 | SPANISH FORK 2 1 | 50250 | PROVO 2 1 | 1 | Closed | Line | NO | 43.1 | 2.5 | 43.2 | 266 | 16.2 | 0.04 | -0.56
60115 | MONTE VISTA 3 | 60134 | ALAMOSA 1 1 | 1 | Closed | Line | NO | -23.4 | 8 | 24.8 | 157.4 | 16.2 | 0.05 | -2.05
13274 | WEST LINN 1 1 | 13284 | PORTLAND 20 1 | 1 | Closed | Line | NO | -22.6 | 23.7 | 32.7 | 202.6 | 16.2 | 0.01 | -0.23
20364 | RIO VISTA 2 4 | 21642 | PITTSBURG 5 2 | 1 | Closed | Line | NO | -187.8 | 2.6 | 187.8 | 1159.9 | 16.2 | 0.11 | -5.05
40205 | PHOENIX 24 5 | 40179 | PHOENIX 12 1 | 1 | Closed | Line | NO | -37 | -13.9 | 39.5 | 243.5 | 16.2 | 0.05 | -0.37
21568 | SAN JOSE 44 2 | 21563 | SAN JOSE 43 1 | 1 | Closed | Line | NO | -33.2 | -4.8 | 33.6 | 207.1 | 16.2 | 0.01 | -0.13
25983 | GOLETA 4 2 | 25052 | GOLETA 2 1 | 1 | Closed | Line | NO | 25.2 | 20.3 | 32.4 | 201.6 | 16.2 | 0.03 | -0.46
50184 | SALT LAKE CITY 18 1 | 50244 | SANDY 7 1 | 1 | Closed | Line | NO | -34 | -26.6 | 43.2 | 266.5 | 16.2 | 0.06 | -1.74
25945 | MOJAVE 5 1 | 25950 | MOJAVE 5 6 | 1 | Closed | Transformer | YES | -57.2 | 9.9 | 58 | 358.3 | 16.2 | 0.02 | 1.24
23452 | TRACY 8 3 | 23136 | JAMESTOWN 1 | 1 | Closed | Line | NO | 36.7 | 2.2 | 36.8 | 227.3 | 16.2 | 0.12 | -0.2
40919 | DATELAND 2 1 | 40975 | DATELAND 3 1 | 1 | Closed | Line | NO | -21.9 | -0.6 | 21.9 | 135.6 | 16.2 | 0.01 | -0.1
28949 | BLYTHE 3 1 | 28951 | BLYTHE 3 3 | 1 | Closed | Transformer | YES | -74.5 | 1.1 | 74.5 | 460.4 | 16.2 | 0.02 | 1.14
30138 | LAS VEGAS 24 1 | 30113 | LAS VEGAS 11 2 | 1 | Closed | Line | NO | -24.8 | -32.5 | 40.9 | 252.8 | 16.2 | 0.02 | -0.1
26049 | FELLOWS 1 2 | 26071 | TAFT 2 1 | 1 | Closed | Line | NO | 193.1 | -13.5 | 193.5 | 1196.5 | 16.2 | 0.2 | -9.99
13273 | LAKE OSWEGO 2 1 | 13325 | OREGON CITY 2 2 | 1 | Closed | Line | NO | 34 | 1.1 | 34 | 210.5 | 16.2 | 0.01 | -0.1
10626 | SPRINGDALE 1 | 10868 | NINE MILE FALLS 2 1 | 1 | Closed | Line | NO | 31 | -1.9 | 31 | 215.1 | 16.2 | 0.04 | -17.81
40968 | ARLINGTON 10 2 | 40967 | ARLINGTON 10 1 | 1 | Closed | Transformer | YES | 104.2 | -4 | 104.3 | 645.5 | 16.2 | 0.03 | 1.79
30379 | LAS VEGAS 73 1 | 30196 | LAS VEGAS 54 1 | 1 | Closed | Line | NO | 188.5 | 2.4 | 188.5 | 1169.7 | 16.2 | 0.14 | -14.78
13124 | ALBANY 2 1 | 13127 | ALBANY 2 4 | 1 | Closed | TransformerWinding | YES | 40.9 | 9.1 | 41.9 | 259.4 | 16.2 | 0 | -0.06
60524 | COLORADO SPRINGS 24 1 | 60535 | COLORADO SPRINGS 27 1 | 1 | Closed | Line | NO | 24.4 | 3.5 | 24.7 | 152.9 | 16.1 | 0.03 | -0.37
77268 | GREAT FALLS 8 1 | 77202 | FAIRFIELD 5 1 | 1 | Closed | Line | NO | -129.1 | 27.9 | 132.1 | 1057.3 | 16.1 | 0.94 | -82.39
30154 | LAS VEGAS 34 1 | 30160 | LAS VEGAS 38 1 | 1 | Closed | Line | NO | 33.7 | 23.9 | 41.3 | 257.6 | 16.1 | 0.02 | -0.5
25895 | ROSAMOND 4 2 | 25894 | ROSAMOND 4 1 | 1 | Closed | Transformer | YES | 61.5 | -2.5 | 61.6 | 382.1 | 16.1 | 0.01 | 0.89
60082 | PAGOSA SPRINGS 1 | 60102 | DEL NORTE 1 | 1 | Closed | Line | NO | -24.5 | -4 | 24.9 | 159.7 | 16.1 | 0.11 | -11.46
28032 | FULLERTON 1 1 | 28087 | BREA 2 3 | 1 | Closed | Line | NO | -33.7 | -7.5 | 34.5 | 214.2 | 16.1 | 0.02 | -0.66
10155 | LAKEWOOD 2 1 | 10099 | DUPONT 2 | 1 | Closed | Line | NO | -33.2 | 8.4 | 34.2 | 214.8 | 16.1 | 0.02 | -1.47
21375 | UNION CITY 2 1 | 21472 | DUBLIN 2 1 | 1 | Closed | Line | NO | 0.5 | -27.3 | 27.3 | 169.3 | 16.1 | 0.01 | -1.21
23355 | GUSTINE 2 | 23357 | GUSTINE 4 | 1 | Closed | TransformerWinding | YES | -61.8 | -12.6 | 63.1 | 391.6 | 16.1 | -0.02 | -0.81
60648 | LIMON 2 1 | 60651 | LIMON 2 4 | 1 | Closed | Transformer | YES | -167.9 | -50.9 | 175.4 | 1094.8 | 16.1 | 0.04 | 2.82
30369 | LAS VEGAS 72 1 | 30376 | LAS VEGAS 72 8 | 1 | Closed | Transformer | YES | -243.3 | -79.3 | 255.8 | 1591.2 | 16.1 | 0.01 | 1.22
23472 | SAN ARDO 2 3 | 25001 | LOS OSOS 1 | 1 | Closed | Line | NO | 35.3 | -2.4 | 35.4 | 225 | 16.1 | 0.19 | -11.09
10974 | KENNEWICK 6 1 | 13507 | HERMISTON 3 2 | 1 | Closed | Line | NO | 171.9 | 40.2 | 176.6 | 1178.5 | 16.1 | 0.21 | -40.4
28199 | CORONA 1 1 | 28131 | SANTA ANA 11 2 | 1 | Closed | Line | NO | 32.9 | 0.8 | 32.9 | 204.2 | 16.1 | 0.02 | -0.31
13124 | ALBANY 2 1 | 13128 | ALBANY 3 1 | 1 | Closed | Line | NO | 33.7 | 2.4 | 33.8 | 210.3 | 16.1 | 0.03 | -0.45
74231 | HAGERMAN 3 3 | 74232 | HAGERMAN 3 4 | 1 | Closed | TransformerWinding | YES | 16.1 | -3 | 16.4 | 102.2 | 16.1 | 0.02 | 0.39
30273 | RENO 21 1 | 30274 | RENO 21 2 | 1 | Closed | Transformer | YES | -11.5 | 0.3 | 11.5 | 71.4 | 16.1 | 0.01 | 0.28
70129 | ROCK RIVER 2 2 | 70042 | SARATOGA 3 1 | 1 | Closed | Line | NO | 35.3 | -4.9 | 35.6 | 221.6 | 16.1 | 0.31 | -4.28
25470 | SAN PEDRO 3 1 | 25313 | LOS ANGELES 9 1 | 1 | Closed | Line | NO | -30.4 | -16.8 | 34.8 | 216.1 | 16.1 | 0.03 | -0.77
10022 | SHELTON 1 1 | 10030 | OLYMPIA 1 1 | 1 | Closed | Line | NO | -30 | 14.7 | 33.4 | 210.7 | 16.1 | 0.07 | -0.93
60026 | GRAND JUNCTION 7 1 | 60045 | PARACHUTE 1 | 1 | Closed | Line | NO | -24.6 | -1.8 | 24.7 | 155.3 | 16.1 | 0.25 | -3.8
21641 | PITTSBURG 5 1 | 20484 | MIDDLETOWN 6 1 | 1 | Closed | Line | NO | -585.4 | -298.7 | 657.2 | 4089.5 | 16.1 | 0.95 | -477.61
60092 | OAK CREEK 2 | 60090 | STEAMBOAT SPRINGS 1 | 1 | Closed | Line | NO | -21.3 | 9.1 | 23.2 | 149.6 | 16.1 | 0.15 | -1.67
28939 | COLTON 4 3 | 28940 | COLTON 4 4 | 1 | Closed | TransformerWinding | YES | 11.2 | 5.7 | 12.5 | 78 | 16.1 | 0.01 | 0.19
30369 | LAS VEGAS 72 1 | 30374 | LAS VEGAS 72 6 | 1 | Closed | Transformer | YES | -243.2 | -76.9 | 255.1 | 1595.7 | 16.1 | 0.05 | 3.57
21390 | SAN JOSE 1 1 | 21424 | SANTA CLARA 3 3 | 1 | Closed | Line | NO | 33.8 | 3.2 | 34 | 211.9 | 16.1 | 0.02 | -0.65
26034 | BAKERSFIELD 31 1 | 25915 | BAKERSFIELD 24 1 | 1 | Closed | Line | NO | -27.7 | 16.3 | 32.1 | 200.8 | 16.1 | 0.02 | -0.28
74258 | HAGERMAN 4 2 | 74293 | HAGERMAN 5 7 | 1 | Closed | Line | NO | -21.1 | 25.4 | 33 | 207 | 16.1 | 0.01 | -0.25
74218 | BOISE 14 1 | 74220 | BOISE 14 3 | 1 | Closed | Transformer | YES | -55.9 | -25.1 | 61.3 | 383.9 | 16.1 | 0.01 | 0.82
60354 | DENVER 29 1 | 60370 | DENVER 34 1 | 1 | Closed | Line | NO | -81.6 | 15.9 | 83.1 | 525.6 | 16 | 0.09 | -5.08
50247 | SALT LAKE CITY 28 1 | 50230 | SALT LAKE CITY 25 2 | 1 | Closed | Line | NO | 39.3 | 2.9 | 39.4 | 246.3 | 16 | 0.06 | -1.71
60455 | AURORA 4 1 | 60456 | AURORA 5 1 | 1 | Closed | Line | NO | 23.2 | 8.3 | 24.6 | 155.1 | 16 | 0.03 | -0.82
10693 | RANDLE 1 | 10696 | RANDLE 4 | 1 | Closed | TransformerWinding | YES | -48.5 | -7.4 | 49.1 | 305.9 | 16 | 0 | -0.05
23232 | VISALIA 3 1 | 23227 | DINUBA 1 | 1 | Closed | Line | NO | 26.9 | 18.2 | 32.4 | 204.5 | 16 | 0.06 | -0.7
29039 | HUNTINGTON BEACH 7 1 | 29043 | HUNTINGTON BEACH 7 5 | 1 | Closed | Transformer | YES | -217.1 | -107.7 | 242.3 | 1522.1 | 16 | 0.04 | 3.22
74073 | EAGLE 2 2 | 74066 | STAR 1 | 1 | Closed | Line | NO | 32.7 | 12.5 | 35 | 218.6 | 16 | 0.02 | -0.15
28530 | SAN DIEGO 36 1 | 28806 | EL CAJON 7 2 | 1 | Closed | Line | NO | -33 | -10 | 34.5 | 215.6 | 16 | 0.01 | -0.17
21727 | HAYWARD 8 1 | 21732 | HAYWARD 8 6 | 1 | Closed | Transformer | YES | -217.4 | -107.2 | 242.4 | 1525.9 | 16 | 0.05 | 3.92
20180 | SACRAMENTO 30 1 | 20182 | ROSEVILLE 1 1 | 1 | Closed | Line | NO | -28.9 | 10 | 30.6 | 208.9 | 16 | 0.02 | -6.76
20141 | SACRAMENTO 15 1 | 21569 | DAVIS 3 1 | 1 | Closed | Line | NO | 24.6 | 16.8 | 29.8 | 197.2 | 16 | 0.04 | -2.99
10462 | KENT 8 1 | 10468 | BELLEVUE 7 1 | 1 | Closed | Line | NO | -70.1 | 131.7 | 149.2 | 1062.8 | 16 | 0.15 | -23.1
30311 | RENO 22 2 | 30445 | RENO 24 1 | 1 | Closed | Line | NO | -40 | -0.9 | 40 | 250 | 16 | 0 | -0.25
10319 | SEATTLE 34 1 | 10265 | SEATTLE 15 2 | 1 | Closed | Line | NO | 4.2 | 28.4 | 28.7 | 181 | 16 | 0.01 | -0.21
28758 | NIPTON 1 1 | 40979 | CHLORIDE 2 1 | 1 | Closed | Line | NO | -628.9 | -159 | 648.7 | 4074.3 | 16 | 0.73 | -326.39
28680 | INDIO 3 1 | 28996 | COACHELLA 3 4 | 1 | Closed | Line | NO | 29.1 | -18.4 | 34.4 | 215.1 | 16 | 0.02 | -0.64
11055 | FORD 2 2 | 10971 | FORD 1 2 | 1 | Closed | Line | NO | -23.4 | 25.1 | 34.3 | 218.6 | 16 | 0.03 | -0.88
21519 | SAN JOSE 25 2 | 21444 | SAN JOSE 7 1 | 1 | Closed | Line | NO | 2.3 | 23.1 | 23.3 | 150.6 | 16 | 0.02 | -0.81
10014 | MONTESANO 1 | 10002 | FORKS 1 | 1 | Closed | Line | NO | 33 | -3.4 | 33.1 | 207.4 | 16 | 0.29 | -6.14
77039 | ABSAROKEE 1 | 77032 | COLUMBUS 2 1 | 1 | Closed | Line | NO | -39.6 | 3.1 | 39.8 | 250.7 | 16 | 0.17 | -1.1
60616 | HAXTUN 1 | 60817 | FLEMING 2 | 1 | Closed | Line | NO | -24.1 | 2.8 | 24.3 | 153.8 | 16 | 0.06 | -1.52
21727 | HAYWARD 8 1 | 21731 | HAYWARD 8 5 | 1 | Closed | Transformer | YES | -217.4 | -103.4 | 240.7 | 1529.5 | 16 | 0.08 | 7.71
53238 | SUNLAND PARK 2 1 | 53241 | SUNLAND PARK 2 4 | 1 | Closed | Transformer | YES | -105.5 | -51.3 | 117.3 | 742.6 | 16 | 0.04 | 2.64
53062 | TIJERAS 3 | 53101 | ALBUQUERQUE 17 1 | 1 | Closed | Line | NO | -24.6 | -1.9 | 24.6 | 154.3 | 16 | 0.04 | -1.86
21615 | LIVERMORE 5 1 | 21660 | BYRON 1 | 1 | Closed | Line | NO | -178.4 | -33.5 | 181.5 | 1137.2 | 16 | 0.12 | -6.18
30229 | LAS VEGAS 62 3 | 30232 | LAS VEGAS 65 1 | 1 | Closed | Line | NO | 7.2 | -38.3 | 39 | 244.5 | 16 | 0.02 | -1.74
25169 | BAKERSFIELD 19 2 | 25168 | BAKERSFIELD 19 1 | 1 | Closed | Transformer | YES | -49.6 | -28.4 | 57.2 | 362.2 | 16 | 0.02 | 1.23
30077 | WINNEMUCCA 1 1 | 30315 | VALMY 3 | 1 | Closed | Line | NO | -39.9 | -2.1 | 40 | 262.5 | 15.9 | 0.41 | -13.28
21727 | HAYWARD 8 1 | 21730 | HAYWARD 8 4 | 1 | Closed | Transformer | YES | -217.4 | -107.1 | 242.3 | 1531.3 | 15.9 | 0.05 | 4.06
74089 | BOISE 6 1 | 74085 | BOISE 4 1 | 1 | Closed | Line | NO | -7.2 | 30.6 | 31.4 | 197.5 | 15.9 | 0.01 | -0.06
10718 | WENATCHEE 4 2 | 10721 | WENATCHEE 4 5 | 1 | Closed | TransformerWinding | YES | 73.4 | 13.6 | 74.6 | 468.1 | 15.9 | 0.05 | 3.32
30161 | LAS VEGAS 38 2 | 30159 | LAS VEGAS 37 2 | 1 | Closed | Line | NO | -34.7 | -3.7 | 34.9 | 219 | 15.9 | 0.04 | -0.87
21418 | FREMONT 4 1 | 21504 | MILPITAS 2 2 | 1 | Closed | Line | NO | 34.1 | 7.8 | 35 | 220.7 | 15.9 | 0.05 | -0.8
25987 | WILMINGTON 3 1 | 26212 | PLAYA DEL REY 1 | 1 | Closed | Line | NO | -643.8 | 30.6 | 644.5 | 4097 | 15.9 | 0.22 | -72.84
60307 | DENVER 13 1 | 60850 | ARVADA 10 1 | 1 | Closed | Line | NO | -80.5 | 9.8 | 81.1 | 517 | 15.9 | 0.1 | -6.72
20303 | MAXWELL 8 | 21593 | ANTIOCH 5 1 | 1 | Closed | Line | NO | 575.4 | -210.8 | 612.8 | 4067.1 | 15.9 | 1.13 | -509.82
10652 | COLBERT 1 | 74021 | SPIRIT LAKE 2 | 1 | Closed | Line | NO | -32.4 | -10.9 | 34.2 | 214.6 | 15.9 | 0.09 | -4.72
23354 | GUSTINE 1 | 23357 | GUSTINE 4 | 1 | Closed | TransformerWinding | YES | 78 | 23.7 | 81.5 | 512.5 | 15.9 | 0.06 | 3.2
40193 | NEW RIVER 1 | 40226 | PHOENIX 39 1 | 1 | Closed | Line | NO | 21.1 | 6.9 | 22.2 | 142.5 | 15.9 | 0.05 | -1.4
10892 | BURLINGTON 2 1 | 10916 | ROCKPORT 3 1 | 1 | Closed | Line | NO | -595.8 | -225.7 | 637.2 | 4073.5 | 15.9 | 0.9 | -476.53
20087 | GRIDLEY 1 | 20095 | PARADISE 1 1 | 1 | Closed | Line | NO | -29.2 | 11.6 | 31.4 | 205.7 | 15.9 | 0.29 | -2.43
28290 | HESPERIA 1 2 | 28284 | VICTORVILLE 1 2 | 1 | Closed | Line | NO | 34.5 | 3.1 | 34.6 | 218 | 15.9 | 0.01 | -0.12
50272 | PROVO 3 1 | 50317 | DUCHESNE 1 | 1 | Closed | Line | NO | -39.5 | -12.7 | 41.5 | 261.3 | 15.9 | 0.33 | -18.1
60634 | FOUNTAIN 3 1 | 60785 | PUEBLO 13 1 | 1 | Closed | Line | NO | -310.6 | 165 | 351.7 | 2450.3 | 15.9 | 0.27 | -68.8
21684 | COYOTE 1 | 21691 | COYOTE 8 | 1 | Closed | Transformer | YES | -210.7 | -102.2 | 234.2 | 1492.7 | 15.9 | 0.07 | 5.53
20058 | ORLAND 1 | 20057 | WILLOWS 1 | 1 | Closed | Line | NO | 29.2 | -15.6 | 33.1 | 209.1 | 15.9 | 0.12 | -1.36
60504 | COLORADO SPRINGS 17 1 | 60500 | COLORADO SPRINGS 14 1 | 1 | Closed | Line | NO | -24.2 | 3.5 | 24.4 | 154.5 | 15.9 | 0.02 | -0.34
23292 | AUBERRY 1 2 | 23291 | AUBERRY 1 1 | 1 | Closed | Transformer | YES | -23.3 | -44 | 49.8 | 317.6 | 15.9 | 0.01 | 0.64
21684 | COYOTE 1 | 21690 | COYOTE 7 | 1 | Closed | Transformer | YES | -210.7 | -103 | 234.6 | 1493.5 | 15.9 | 0.06 | 4.77
21684 | COYOTE 1 | 21689 | COYOTE 6 | 1 | Closed | Transformer | YES | -210.8 | -103.5 | 234.8 | 1493.7 | 15.8 | 0.05 | 4.28
28826 | CALIPATRIA 3 1 | 28828 | CALIPATRIA 3 3 | 1 | Closed | Transformer | YES | -53.9 | 1 | 53.9 | 340.1 | 15.8 | 0.02 | 1.01
40071 | WITTMANN 3 | 40111 | SUN CITY WEST 1 1 | 1 | Closed | Line | NO | -21.9 | -6 | 22.7 | 143.6 | 15.8 | 0.08 | -1.73
30138 | LAS VEGAS 24 1 | 30155 | LAS VEGAS 35 1 | 1 | Closed | Line | NO | -39.8 | 2.2 | 39.8 | 251.8 | 15.8 | 0.02 | -0.49
10427 | EVERETT 8 1 | 10275 | EDMONDS 2 1 | 1 | Closed | Line | NO | -110.2 | -136.2 | 175.2 | 1106.3 | 15.8 | 0.08 | -7.22
30097 | SPRING CREEK 2 | 30243 | WELLS 1 | 1 | Closed | Line | NO | -40.9 | -10.7 | 42.3 | 268.2 | 15.8 | 0.25 | -21.24
80087 | EL PASO 37 2 | 80006 | EL PASO 3 1 | 1 | Closed | Line | NO | 64.7 | 43.8 | 78.1 | 509.4 | 15.8 | 0.07 | -4.44
60830 | KEENESBURG 2 1 | 60640 | GROVER 1 | 1 | Closed | Line | NO | -425 | -84 | 433.3 | 2756.9 | 15.8 | 2.27 | -172.29
28280 | RIVERSIDE 7 1 | 28306 | RIVERSIDE 12 1 | 1 | Closed | Line | NO | 34.2 | -0.1 | 34.2 | 216.4 | 15.8 | 0.01 | -0.17
60278 | DENVER 10 5 | 60387 | DENVER 37 3 | 1 | Closed | Line | NO | -74.2 | 27.4 | 79.1 | 525.8 | 15.8 | 0.07 | -9.97
40574 | TUCSON 47 1 | 40537 | TUCSON 30 1 | 1 | Closed | Line | NO | -21.7 | 6.8 | 22.8 | 144.2 | 15.8 | 0 | -0.06
77255 | COLSTRIP 2 2 | 77198 | COLSTRIP 1 1 | 1 | Closed | Line | NO | 38.9 | -11.5 | 40.6 | 256.5 | 15.8 | 0.13 | -0.68
28334 | CARLSBAD 2 1 | 29026 | CARLSBAD 6 3 | 1 | Closed | Line | NO | -31.8 | -9.8 | 33.3 | 210.4 | 15.8 | 0.02 | -0.33
23108 | TURLOCK 3 1 | 23105 | HUGHSON 1 | 1 | Closed | Line | NO | -34.4 | 3.3 | 34.6 | 219.3 | 15.8 | 0.03 | -0.6
23251 | PORTERVILLE 1 1 | 25165 | BAKERSFIELD 17 1 | 1 | Closed | Line | NO | 27.5 | 14.4 | 31.1 | 202.2 | 15.8 | 0.16 | -2.07
40806 | TUCSON 49 2 | 40997 | MARANA 4 1 | 1 | Closed | Line | NO | 22.6 | 1.4 | 22.7 | 144.1 | 15.8 | 0.06 | -1.61
25823 | WRIGHTWOOD 2 | 28195 | UPLAND 4 3 | 1 | Closed | Line | NO | 32 | -8 | 33 | 208.8 | 15.8 | 0.07 | -4.08
21551 | SAN JOSE 40 1 | 21547 | SAN JOSE 38 1 | 1 | Closed | Line | NO | -23.7 | 18.4 | 30 | 191.1 | 15.8 | 0.01 | -0.23
25514 | PALMDALE 1 1 | 25727 | LITTLEROCK 1 | 1 | Closed | Line | NO | -31.3 | -2.3 | 31.4 | 199.5 | 15.8 | 0.16 | -2.26
10235 | SEATTLE 5 1 | 10227 | SEATTLE 1 1 | 1 | Closed | Line | NO | -30.9 | 5.7 | 31.5 | 201.1 | 15.8 | 0.05 | -1.1
28362 | COLTON 2 2 | 28375 | MORENO VALLEY 2 1 | 1 | Closed | Line | NO | 33.2 | 5.9 | 33.7 | 215.4 | 15.8 | 0.04 | -1.53
30348 | LAS VEGAS 71 1 | 30350 | LAS VEGAS 71 3 | 1 | Closed | Transformer | YES | -24 | -11.8 | 26.7 | 170.7 | 15.8 | 0.01 | 0.48
40362 | MESA 7 1 | 40378 | GILBERT 1 1 | 1 | Closed | Line | NO | -18.1 | 12.1 | 21.8 | 139.1 | 15.8 | 0.02 | -0.22
28137 | IRVINE 5 3 | 28148 | LAGUNA WOODS 3 | 1 | Closed | Line | NO | -8.9 | -29.9 | 31.2 | 197.6 | 15.8 | 0.01 | -0.59
26058 | SUN VALLEY 2 1 | 26063 | SUN VALLEY 2 6 | 1 | Closed | Transformer | YES | -209.1 | -102.7 | 233 | 1490 | 15.8 | 0.05 | 4.17
40591 | SAN MANUEL 1 | 40568 | ORACLE 3 | 1 | Closed | Line | NO | -17.1 | 12.5 | 21.2 | 138.4 | 15.8 | 0.08 | -0.91
13301 | PORTLAND 32 1 | 10101 | VANCOUVER 4 2 | 1 | Closed | Line | NO | 33.2 | 4.7 | 33.5 | 212.9 | 15.8 | 0.02 | -0.22
10390 | SUMNER 1 | 10463 | KENT 8 2 | 1 | Closed | Line | NO | -33.7 | 0.1 | 33.7 | 214.3 | 15.8 | 0.07 | -1.16
21031 | SANTA ROSA 6 1 | 21060 | PETALUMA 4 3 | 1 | Closed | Line | NO | 33.8 | -5.3 | 34.2 | 216.9 | 15.8 | 0.1 | -4.34
20290 | MCCLELLAN 3 | 20122 | SACRAMENTO 6 1 | 1 | Closed | Line | NO | 181 | -15.8 | 181.7 | 1153.4 | 15.7 | 0.14 | -7.82
10321 | SEATTLE 35 1 | 10249 | SEATTLE 9 1 | 1 | Closed | Line | NO | 1.4 | 27.1 | 27.2 | 176 | 15.7 | 0.01 | -0.56
60486 | AURORA 9 1 | 60557 | PARKER 4 1 | 1 | Closed | Line | NO | -21.8 | 8 | 23.2 | 151.9 | 15.7 | 0.04 | -1.84
28595 | SANTEE 2 1 | 28608 | EL CAJON 2 1 | 1 | Closed | Line | NO | -2.4 | -25.4 | 25.5 | 162.2 | 15.7 | 0.01 | -0.09
10627 | COLVILLE 1 | 10629 | CHEWELAH 1 | 1 | Closed | Line | NO | 29.9 | 7.5 | 30.9 | 203.4 | 15.7 | 0.09 | -4.12
26058 | SUN VALLEY 2 1 | 26061 | SUN VALLEY 2 4 | 1 | Closed | Transformer | YES | -209.1 | -102.7 | 232.9 | 1492.1 | 15.7 | 0.05 | 4.24
50250 | PROVO 2 1 | 50249 | PROVO 1 1 | 1 | Closed | Line | NO | -38.8 | -0.9 | 38.8 | 246.8 | 15.7 | 0.01 | -0.34
30062 | SPARKS 6 3 | 30063 | SPARKS 7 1 | 1 | Closed | Line | NO | 41 | -14.3 | 43.4 | 275.9 | 15.7 | 0.02 | -0.81
10357 | LYNNWOOD 6 1 | 10360 | LYNNWOOD 6 4 | 1 | Closed | TransformerWinding | YES | 36 | 5.4 | 36.4 | 231.6 | 15.7 | 0.01 | 0.18
10051 | EASTSOUND 1 | 10106 | ANACORTES 1 1 | 1 | Closed | Line | NO | -36.2 | -5.9 | 36.6 | 232.9 | 15.7 | 0.15 | -6.16
28010 | WESTMINSTER 1 1 | 28103 | SANTA ANA 8 1 | 1 | Closed | Line | NO | 32 | -10.3 | 33.6 | 213.8 | 15.7 | 0.01 | -1.21
80069 | EL PASO 32 2 | 80082 | FORT HANCOCK 2 | 1 | Closed | Line | NO | 18.1 | -13.2 | 22.4 | 142.4 | 15.7 | 0.08 | -1.59
77007 | LODGE GRASS 1 | 77017 | BILLINGS 2 3 | 1 | Closed | Line | NO | 36.8 | -7.3 | 37.5 | 238.6 | 15.7 | 0.25 | -10.15
25946 | MOJAVE 5 2 | 25976 | MOJAVE 6 3 | 1 | Closed | Line | NO | -27.8 | 15 | 31.6 | 204.6 | 15.7 | 0.01 | -1.1
77022 | BILLINGS 5 1 | 77032 | COLUMBUS 2 1 | 1 | Closed | Line | NO | 34.5 | -15.9 | 38 | 241.9 | 15.7 | 0.22 | -8.28
60673 | FORT LUPTON 2 4 | 60863 | FREDERICK 6 | 1 | Closed | Line | NO | 70.8 | 33.8 | 78.5 | 503.8 | 15.7 | 0.1 | -1.59
77155 | HAMILTON 1 | 77135 | CORVALLIS 4 1 | 1 | Closed | Line | NO | 28.8 | -17 | 33.5 | 213.3 | 15.7 | 0.09 | -1.33
53238 | SUNLAND PARK 2 1 | 53244 | SUNLAND PARK 2 7 | 1 | Closed | Transformer | YES | -88.5 | -43.7 | 98.6 | 632.9 | 15.7 | 0.02 | 1.56
21196 | ALAMEDA 1 1 | 21197 | ALAMEDA 2 1 | 1 | Closed | Line | NO | -30.8 | 19.2 | 36.3 | 232 | 15.7 | 0.01 | -0.21
26206 | KERNVILLE 2 | 26205 | KERNVILLE 1 | 1 | Closed | Transformer | YES | -59.8 | -9 | 60.5 | 386.2 | 15.7 | 0.02 | 0.78
10297 | SEATTLE 24 2 | 10373 | KENT 1 3 | 1 | Closed | Line | NO | 33.4 | -2.1 | 33.5 | 213.4 | 15.7 | 0.01 | -0.38
13069 | CORVALLIS 3 1 | 13062 | CORVALLIS 1 1 | 1 | Closed | Line | NO | 29.8 | -13.8 | 32.8 | 209 | 15.7 | 0.07 | -0.92
40037 | YUMA 5 5 | 40723 | YUMA 6 2 | 1 | Closed | Line | NO | 282 | -251.6 | 377.9 | 2409.6 | 15.7 | 0.5 | -124.63
26059 | SUN VALLEY 2 2 | 25334 | NORTH HOLLYWOOD 2 3 | 1 | Closed | Line | NO | 24.8 | 145.2 | 147.3 | 992.5 | 15.7 | 0.05 | -8.45
77017 | BILLINGS 2 3 | 77014 | BILLINGS 1 1 | 1 | Closed | Line | NO | 35.7 | -15.5 | 38.9 | 248.5 | 15.7 | 0.11 | -0.54
30185 | LAS VEGAS 48 1 | 30166 | LAS VEGAS 40 1 | 1 | Closed | Line | NO | -40.7 | 6.9 | 41.3 | 263.9 | 15.7 | 0.02 | -0.36
13635 | WASCO 3 2 | 13514 | CONDON 1 | 1 | Closed | Line | NO | -31.2 | 6.8 | 31.9 | 208.6 | 15.7 | 0.12 | -2.54
74115 | KAMIAH 1 | 74106 | OROFINO 1 | 1 | Closed | Line | NO | -35.3 | 2.4 | 35.4 | 228.3 | 15.7 | 0.15 | -2.15
23169 | FRESNO 5 2 | 23407 | FRESNO 24 2 | 1 | Closed | Line | NO | -32.3 | -11.3 | 34.2 | 218.7 | 15.7 | 0.02 | -1.37
50381 | VERNAL 3 2 | 50380 | VERNAL 3 1 | 1 | Closed | Transformer | YES | -103 | 18.6 | 104.7 | 669 | 15.6 | 0.02 | 1.5
20362 | RIO VISTA 2 2 | 21539 | ANTIOCH 2 1 | 1 | Closed | Line | NO | 31.5 | 6.1 | 32.1 | 206 | 15.6 | 0.1 | -1.07
50177 | LEHI 2 2 | 50156 | SARATOGA SPRINGS 1 | 1 | Closed | Line | NO | 38.7 | 18.7 | 42.9 | 275.5 | 15.6 | 0.02 | -0.3
28580 | BONITA 1 | 28615 | CHULA VISTA 9 1 | 1 | Closed | Line | NO | -31.7 | -10.6 | 33.5 | 214.1 | 15.6 | 0.05 | -1.5
21372 | ALAMO 1 1 | 21555 | ANTIOCH 3 3 | 1 | Closed | Line | NO | -33.4 | -1.3 | 33.5 | 214.4 | 15.6 | 0.05 | -1.77
77232 | POLSON 2 1 | 77236 | POLSON 2 5 | 1 | Closed | Transformer | YES | -57.4 | -20.5 | 61 | 393.3 | 15.6 | 0.02 | 1.24
23272 | PINECREST 1 | 23275 | PINECREST 4 | 1 | Closed | TransformerWinding | YES | 64.6 | 15.7 | 66.5 | 425.5 | 15.6 | 0.02 | 0.99
25564 | LOS ANGELES 72 1 | 25527 | LOS ANGELES 65 3 | 1 | Closed | Line | NO | -33.1 | -1.8 | 33.1 | 212.1 | 15.6 | 0.02 | -1.06
74179 | REXBURG 1 1 | 74189 | ASHTON 1 | 1 | Closed | Line | NO | -39.8 | 2.7 | 39.9 | 258.7 | 15.6 | 0.22 | -2.74
53238 | SUNLAND PARK 2 1 | 53243 | SUNLAND PARK 2 6 | 1 | Closed | Transformer | YES | -88.4 | -43.4 | 98.5 | 636.6 | 15.6 | 0.03 | 1.82
60842 | DENVER 57 7 | 60264 | LITTLETON 3 1 | 1 | Closed | Line | NO | 72.7 | 29.7 | 78.5 | 513.6 | 15.6 | 0.1 | -4.33
60241 | LA VETA 3 | 60518 | WALSENBURG 1 | 1 | Closed | Line | NO | 23.9 | -6.3 | 24.7 | 158.2 | 15.6 | 0.13 | -1.83
60423 | COLORADO SPRINGS 2 1 | 60471 | COLORADO SPRINGS 11 1 | 1 | Closed | Line | NO | -22.3 | -7.7 | 23.6 | 151.6 | 15.6 | 0.02 | -0.15
13620 | THE DALLES 3 1 | 13624 | THE DALLES 3 5 | 1 | Closed | TransformerWinding | YES | 233.9 | 22.9 | 235 | 1507.6 | 15.6 | 0.13 | 9.78
53179 | GRANTS 1 | 53171 | PUEBLO OF ACOMA 1 | 1 | Closed | Line | NO | 24.8 | -4.7 | 25.3 | 162.2 | 15.6 | 0.15 | -2.1
40041 | MEADVIEW 1 | 40043 | KINGMAN 2 1 | 1 | Closed | Line | NO | 21.9 | -8.3 | 23.4 | 150.1 | 15.6 | 0.13 | -6.71
28372 | WILDOMAR 2 1 | 28304 | LAKE ELSINORE 2 1 | 1 | Closed | Line | NO | -28.6 | -17.5 | 33.6 | 215.5 | 15.6 | 0.04 | -0.63
26010 | MOJAVE 11 1 | 25859 | CANTIL 1 | 1 | Closed | Line | NO | -181.8 | -0.8 | 181.8 | 1171.3 | 15.6 | 0.25 | -10.96
23251 | PORTERVILLE 1 1 | 25962 | BAKERSFIELD 27 1 | 1 | Closed | Line | NO | -34.2 | -3.7 | 34.4 | 221.2 | 15.6 | 0.19 | -3.09
21189 | ALBANY 4 1 | 21206 | OAKLAND 2 1 | 1 | Closed | Line | NO | 32 | 2.9 | 32.1 | 206.6 | 15.6 | 0.02 | -0.37
29054 | TWENTYNINE PALMS 3 1 | 28738 | DESERT CENTER 2 | 1 | Closed | Line | NO | -189.9 | -23.8 | 191.4 | 1238.4 | 15.6 | 0.71 | -51.91
28197 | MISSION VIEJO 4 1 | 28219 | TRABUCO CANYON 1 1 | 1 | Closed | Line | NO | 32.6 | 7.1 | 33.4 | 214.9 | 15.6 | 0.01 | -0.4
25016 | ATASCADERO 2 1 | 25005 | SAN LUIS OBISPO 1 2 | 1 | Closed | Line | NO | -31.1 | -9.6 | 32.6 | 209.3 | 15.6 | 0.04 | -0.76
60823 | BURLINGTON 5 2 | 60610 | FLAGLER 1 | 1 | Closed | Line | NO | 23 | -7 | 24 | 154.6 | 15.6 | 0.19 | -2.92
21592 | STOCKTON 2 1 | 23031 | LODI 1 5 | 1 | Closed | Line | NO | -28.5 | -14.7 | 32.1 | 206.4 | 15.5 | 0.03 | -1.7
28860 | SAN BERNARDINO 10 1 | 28865 | SAN BERNARDINO 10 6 | 1 | Closed | Transformer | YES | -54.9 | -25.3 | 60.4 | 392.5 | 15.5 | 0.02 | 1.26
60641 | GROVER 2 | 60645 | GROVER 6 | 1 | Closed | TransformerWinding | YES | 14.4 | 20.6 | 25.1 | 161.8 | 15.5 | 0.01 | 0.35
40083 | PRESCOTT 2 1 | 40228 | MAYER 1 | 1 | Closed | Line | NO | -5.2 | -19.9 | 20.6 | 132.6 | 15.5 | 0.06 | -1.46
50117 | SOUTH JORDAN 2 2 | 50437 | SALT LAKE CITY 31 1 | 1 | Closed | Line | NO | 37.4 | -10.5 | 38.9 | 250.6 | 15.5 | 0.02 | -2.29
25132 | BAKERSFIELD 12 1 | 25139 | BAKERSFIELD 14 2 | 1 | Closed | Line | NO | -23.2 | -20.8 | 31.2 | 200.9 | 15.5 | 0.01 | -0.36
53238 | SUNLAND PARK 2 1 | 53242 | SUNLAND PARK 2 5 | 1 | Closed | Transformer | YES | -88.4 | -43.7 | 98.6 | 640.5 | 15.5 | 0.03 | 1.55
20496 | QUINCY 3 1 | 20262 | QUINCY 2 1 | 1 | Closed | Line | NO | -24.6 | 25 | 35.1 | 228 | 15.5 | 0.09 | -0.31
21495 | SAN JOSE 19 1 | 21493 | SAN JOSE 17 1 | 1 | Closed | Line | NO | -32.7 | -0.6 | 32.7 | 211 | 15.5 | 0.01 | -0.28
10769 | ROCKPORT 1 1 | 10758 | CONCRETE 1 1 | 1 | Closed | Line | NO | 180.1 | -21.7 | 181.4 | 1170.9 | 15.5 | 0.38 | -26.71
13046 | SHERIDAN 1 1 | 13138 | SALEM 10 1 | 1 | Closed | Line | NO | -25.2 | -19.1 | 31.7 | 204.6 | 15.5 | 0.03 | -14.06
10027 | SEQUIM 1 1 | 10029 | SEQUIM 2 1 | 1 | Closed | Line | NO | -31.2 | -8.9 | 32.5 | 209.7 | 15.5 | 0.07 | -0.74
13638 | MILTON FREEWATER 2 2 | 13640 | MILTON FREEWATER 2 4 | 1 | Closed | TransformerWinding | YES | -58.3 | -2.4 | 58.4 | 377.1 | 15.5 | -0.01 | -0.49
40034 | YUMA 5 2 | 40036 | YUMA 5 4 | 1 | Closed | TransformerWinding | YES | -116.4 | -0.6 | 116.4 | 752.2 | 15.5 | -0.02 | -1.37
13109 | EUGENE 9 1 | 13189 | SPRINGFIELD 4 1 | 1 | Closed | Line | NO | -33.5 | -0.2 | 33.5 | 218.5 | 15.5 | 0.08 | -4.22
10373 | KENT 1 3 | 10415 | KENT 3 2 | 1 | Closed | Line | NO | -32.7 | 0.2 | 32.7 | 211.5 | 15.5 | 0.01 | -0.12
77185 | LIBBY 2 1 | 77188 | LIBBY 2 4 | 1 | Closed | Transformer | YES | -65.4 | 6.4 | 65.7 | 425.3 | 15.5 | 0.02 | 1.27
30105 | LAS VEGAS 5 1 | 30153 | LAS VEGAS 33 1 | 1 | Closed | Line | NO | -40.6 | 0.4 | 40.6 | 262.9 | 15.4 | 0.01 | -0.16
60827 | LEADVILLE 2 1 | 60704 | HAYDEN 2 1 | 1 | Closed | Line | NO | -346.9 | -21.7 | 347.6 | 2710.1 | 15.4 | 1.64 | -253.38
10671 | VERADALE 1 | 74025 | COEUR D ALENE 2 1 | 1 | Closed | Line | NO | -32.9 | 3.3 | 33 | 216 | 15.4 | 0.1 | -1.68
40157 | PHOENIX 8 1 | 40122 | AVONDALE 4 1 | 1 | Closed | Line | NO | -20.9 | 8 | 22.3 | 145.5 | 15.4 | 0.01 | -0.35
60502 | COLORADO SPRINGS 16 1 | 60516 | COLORADO SPRINGS 21 1 | 1 | Closed | Line | NO | -6.8 | -19.5 | 20.7 | 133.9 | 15.4 | 0.01 | -0.44
40698 | DATELAND 1 1 | 40702 | DATELAND 1 5 | 1 | Closed | Transformer | YES | -115.9 | 2.1 | 115.9 | 751.2 | 15.4 | 0.03 | 2.11
25865 | MOJAVE 2 2 | 25956 | MOJAVE 5 12 | 1 | Closed | Line | NO | -178 | -27 | 180 | 1166.7 | 15.4 | 0.04 | -3.72
60738 | GEORGETOWN 1 | 60746 | GEORGETOWN 9 | 1 | Closed | Transformer | YES | -124.5 | -11.7 | 125.1 | 813.4 | 15.4 | 0.04 | 2.8
13398 | BEND 4 3 | 13524 | MADRAS 2 2 | 1 | Closed | Line | NO | -164.7 | -61.3 | 175.8 | 1139.9 | 15.4 | 0.46 | -25.93
74225 | IDAHO FALLS 7 1 | 74269 | IDAHO FALLS 8 2 | 1 | Closed | Line | NO | 29.5 | 12.8 | 32.2 | 217.1 | 15.4 | 0.05 | -3.05
28988 | PARKER DAM 1 | 28992 | PARKER DAM 5 | 1 | Closed | Transformer | YES | -54.5 | 4 | 54.6 | 354.4 | 15.4 | 0.01 | 1.01
40847 | GILA BEND 4 1 | 40849 | GILA BEND 4 3 | 1 | Closed | Transformer | YES | -119.1 | 2.3 | 119.1 | 772.9 | 15.4 | 0.04 | 2.31
50371 | SALT LAKE CITY 30 2 | 50112 | SALT LAKE CITY 7 1 | 1 | Closed | Line | NO | 38.7 | 10.4 | 40.1 | 260.6 | 15.4 | 0.02 | -0.43
77282 | HARDIN 3 1 | 77209 | BILLINGS 8 1 | 1 | Closed | Line | NO | 175.5 | -92.6 | 198.5 | 1288.3 | 15.4 | 0.6 | -36.33
26035 | OXNARD 13 1 | 26039 | OXNARD 13 5 | 1 | Closed | Transformer | YES | -217.1 | -87.2 | 233.9 | 1524.8 | 15.4 | 0.02 | 2.34
40939 | TEMPE 10 1 | 40943 | TEMPE 10 5 | 1 | Closed | Transformer | YES | -113.1 | -20 | 114.9 | 748.1 | 15.4 | 0.02 | 1.8
26035 | OXNARD 13 1 | 26038 | OXNARD 13 4 | 1 | Closed | Transformer | YES | -217.1 | -86.4 | 233.6 | 1524.9 | 15.4 | 0.04 | 3.13
10803 | KIRKLAND 5 3 | 10804 | KIRKLAND 5 4 | 1 | Closed | TransformerWinding | YES | 12 | 4.6 | 12.9 | 83.5 | 15.4 | 0.01 | 0.21
13555 | KLAMATH FALLS 5 2 | 13558 | KLAMATH FALLS 5 5 | 1 | Closed | TransformerWinding | YES | 72.8 | -9.5 | 73.4 | 478.3 | 15.4 | 0.03 | 2.23
74217 | LEWISTON 4 5 | 74272 | AHSAHKA 1 | 1 | Closed | Line | NO | -151.7 | -91.7 | 177.2 | 1151 | 15.4 | 0.32 | -42.34
21364 | SUNNYVALE 4 1 | 21442 | SAN JOSE 6 2 | 1 | Closed | Line | NO | -31.9 | 3.5 | 32.1 | 209.2 | 15.4 | 0.01 | -0.38
10169 | LAKEWOOD 3 1 | 10837 | TACOMA 20 2 | 1 | Closed | Line | NO | 3.6 | -26.7 | 27 | 175.4 | 15.4 | 0.02 | -1.02
40760 | SAINT JOHNS 2 1 | 40763 | SAINT JOHNS 2 4 | 1 | Closed | Transformer | YES | -191.9 | -186.6 | 267.7 | 1761.9 | 15.4 | 0.06 | 4.89
74073 | EAGLE 2 2 | 74105 | BOISE 11 1 | 1 | Closed | Line | NO | 29.3 | 13.3 | 32.2 | 213.2 | 15.4 | 0.08 | -1.65
21359 | NEWARK 1 1 | 21417 | FREMONT 3 2 | 1 | Closed | Line | NO | -27.3 | -4.2 | 27.6 | 179.7 | 15.4 | 0.01 | -1.13
25768 | AZUSA 2 2 | 25642 | PALMDALE 4 1 | 1 | Closed | Line | NO | -24.1 | 17.4 | 29.7 | 213 | 15.4 | 0.02 | -4.8
20318 | MONTGOMERY CREEK 1 3 | 20495 | MONTGOMERY CREEK 3 2 | 1 | Closed | Line | NO | 10.8 | -24.1 | 26.4 | 171.8 | 15.4 | 0.02 | -2.26
25489 | LOS ANGELES 54 1 | 25483 | LOS ANGELES 52 3 | 1 | Closed | Line | NO | 60.7 | 143.6 | 155.9 | 1050.2 | 15.4 | 0.07 | -6.04
60136 | GRAND LAKE 1 | 60126 | GRANBY 1 | 1 | Closed | Line | NO | 21.7 | 6.7 | 22.7 | 154.4 | 15.4 | 0.04 | -3.08
20047 | MOUNT SHASTA 1 | 20292 | BURNEY 1 2 | 1 | Closed | Line | NO | -21.1 | -12 | 24.3 | 179.8 | 15.4 | 0.03 | -29.78
74058 | NAMPA 5 1 | 74042 | NAMPA 1 1 | 1 | Closed | Line | NO | 32.4 | -15.5 | 35.9 | 233.7 | 15.4 | 0.02 | -0.25
23425 | HANFORD 3 1 | 23428 | HANFORD 3 4 | 1 | Closed | TransformerWinding | YES | 61.1 | 8.4 | 61.7 | 401.5 | 15.4 | 0.05 | 2.9
20418 | FORESTHILL 2 1 | 20421 | FORESTHILL 2 4 | 1 | Closed | TransformerWinding | YES | 63.1 | 10.9 | 64 | 416.4 | 15.4 | 0.05 | 2.15
74131 | TWIN FALLS 2 2 | 74129 | TWIN FALLS 1 1 | 1 | Closed | Line | NO | -15.8 | -32.2 | 35.9 | 233.5 | 15.4 | 0.02 | -0.25
30231 | LAS VEGAS 64 1 | 30229 | LAS VEGAS 62 3 | 1 | Closed | Line | NO | -40.2 | -4.9 | 40.5 | 263.6 | 15.4 | 0.03 | -1.34
50284 | PROVO 6 4 | 50263 | PLEASANT GROVE 2 1 | 1 | Closed | Line | NO | 388.4 | -47.7 | 391.4 | 2548.3 | 15.4 | 0.26 | -31.91
23368 | TRANQUILLITY 4 | 23369 | TRANQUILLITY 5 | 1 | Closed | TransformerWinding | YES | 15 | 0 | 15 | 98 | 15.4 | 0.01 | 0.41
40520 | TUCSON 18 1 | 40591 | SAN MANUEL 1 | 1 | Closed | Line | NO | -1 | 14.5 | 14.5 | 109.7 | 15.4 | 0.06 | -2.3
26048 | FELLOWS 1 1 | 26053 | FELLOWS 1 6 | 1 | Closed | Transformer | YES | -200.9 | -98 | 223.5 | 1470.7 | 15.3 | 0.06 | 4.72
40977 | DATELAND 3 3 | 40978 | DATELAND 3 4 | 1 | Closed | TransformerWinding | YES | 7.8 | 0 | 7.8 | 50.8 | 15.3 | 0 | 0.09
20309 | CAMINO 2 | 20396 | FOLSOM 3 1 | 1 | Closed | Line | NO | 174.7 | 4.4 | 174.8 | 1150.6 | 15.3 | 0.2 | -22.22
60535 | COLORADO SPRINGS 27 1 | 60467 | COLORADO SPRINGS 10 1 | 1 | Closed | Line | NO | 23.1 | -1.6 | 23.2 | 151.2 | 15.3 | 0.01 | -0.11
60158 | CANON CITY 2 1 | 60828 | LEADVILLE 2 2 | 1 | Closed | Line | NO | -69.6 | -1.4 | 69.6 | 501.5 | 15.3 | 0.36 | -33.39
26048 | FELLOWS 1 1 | 26052 | FELLOWS 1 5 | 1 | Closed | Transformer | YES | -200.9 | -97.5 | 223.3 | 1471.3 | 15.3 | 0.06 | 5.17
25170 | BAKERSFIELD 20 1 | 25910 | BAKERSFIELD 23 1 | 1 | Closed | Line | NO | -18.7 | -26 | 32 | 208.8 | 15.3 | 0.03 | -15.83
50155 | NORTH SALT LAKE 1 | 50181 | BOUNTIFUL 2 1 | 1 | Closed | Line | NO | 37.9 | 2.3 | 38 | 248.1 | 15.3 | 0.01 | -1.39
60884 | WELLINGTON 4 1 | 60896 | WELLINGTON 4 13 | 1 | Closed | Transformer | YES | -100.9 | -36 | 107.1 | 704.3 | 15.3 | 0.03 | 2.33
40456 | ELOY 1 | 40421 | ARIZONA CITY 1 | 1 | Closed | Line | NO | -22.2 | -1.1 | 22.2 | 145.1 | 15.3 | 0.05 | -1.19
77239 | GLASGOW 2 1 | 77244 | GLASGOW 2 6 | 1 | Closed | Transformer | YES | -56.8 | -20.4 | 60.4 | 395.9 | 15.3 | 0.01 | 0.89
21201 | SAN CARLOS 2 1 | 21294 | HAYWARD 2 1 | 1 | Closed | Line | NO | 25.1 | -15 | 29.3 | 190.9 | 15.3 | 0.03 | -3.47
25848 | SANTA MARGARITA 1 6 | 26143 | SANTA MARGARITA 2 2 | 1 | Closed | Line | NO | -163.9 | 57.1 | 173.5 | 1160.2 | 15.3 | 0.13 | -11.62
30295 | LAS VEGAS 69 1 | 30298 | LAS VEGAS 69 4 | 1 | Closed | Transformer | YES | -71.2 | -33.3 | 78.6 | 516.1 | 15.3 | 0.02 | 1.11
50267 | SALEM 14 1 | 50295 | SPRINGVILLE 2 1 | 1 | Closed | Line | NO | -36.6 | 9.1 | 37.7 | 251.3 | 15.3 | 0.12 | -2.61
20446 | MIDDLETOWN 2 1 | 20449 | MIDDLETOWN 2 4 | 1 | Closed | Transformer | YES | -9.1 | 0.2 | 9.1 | 59.2 | 15.3 | 0.01 | 0.18
60884 | WELLINGTON 4 1 | 60895 | WELLINGTON 4 12 | 1 | Closed | Transformer | YES | -100.9 | -36.9 | 107.5 | 704.8 | 15.3 | 0.02 | 1.42
13070 | ROSEBURG 3 1 | 13080 | SUTHERLIN 1 | 1 | Closed | Line | NO | 0.5 | 25.9 | 25.9 | 172 | 15.3 | 0.03 | -0.45
60884 | WELLINGTON 4 1 | 60894 | WELLINGTON 4 11 | 1 | Closed | Transformer | YES | -100.9 | -36.2 | 107.2 | 705.6 | 15.3 | 0.03 | 2.09
60408 | RYE 1 | 60528 | PUEBLO 5 1 | 1 | Closed | Line | NO | -22.8 | 4.1 | 23.1 | 154.2 | 15.3 | 0.11 | -1.66
25571 | LOS ANGELES 75 1 | 25931 | NORWALK 4 2 | 1 | Closed | Line | NO | -31.9 | 8.4 | 33 | 218.2 | 15.3 | 0.03 | -1.34
50116 | SOUTH JORDAN 2 1 | 50263 | PLEASANT GROVE 2 1 | 1 | Closed | Line | NO | -342.7 | 149.4 | 373.8 | 2540.5 | 15.3 | 0.23 | -33.35
10694 | RANDLE 2 | 10696 | RANDLE 4 | 1 | Closed | TransformerWinding | YES | 23 | 4.2 | 23.4 | 153 | 15.3 | 0.02 | 0.49
77010 | WORDEN 1 | 77018 | BILLINGS 3 1 | 1 | Closed | Line | NO | 36.2 | -4.5 | 36.5 | 238.5 | 15.3 | 0.13 | -2.95
40482 | TONTO BASIN 1 | 40549 | MIAMI 1 | 1 | Closed | Line | NO | 15.3 | -14.4 | 21 | 137.2 | 15.3 | 0.12 | -4.96
28484 | SAN DIEGO 23 1 | 28513 | NATIONAL CITY 1 3 | 1 | Closed | Line | NO | -13.6 | -26 | 29.4 | 192.1 | 15.3 | 0.01 | -0.48
20339 | ROSEVILLE 7 1 | 20431 | YUBA CITY 6 9 | 1 | Closed | Line | NO | -178.4 | -26.2 | 180.3 | 1179.3 | 15.3 | 0.42 | -26.82
77099 | EAST HELENA 1 | 77101 | HELENA 1 1 | 1 | Closed | Line | NO | 32.3 | 9.9 | 33.8 | 222.1 | 15.3 | 0.04 | -0.76
13675 | BOARDMAN 3 1 | 13699 | BOARDMAN 4 5 | 1 | Closed | Line | NO | 171.4 | -60 | 181.6 | 1188.2 | 15.3 | 0.21 | -10.03
30436 | GERLACH 2 | 30065 | RENO 19 1 | 1 | Closed | Line | NO | -25.6 | 22.3 | 33.9 | 250.1 | 15.3 | 0.1 | -6.03
21390 | SAN JOSE 1 1 | 21758 | SANTA CLARA 8 1 | 1 | Closed | Line | NO | -22.6 | -21.8 | 31.4 | 205.5 | 15.3 | 0.01 | -0.11
13001 | PORT ORFORD 1 | 13002 | GOLD BEACH 1 | 1 | Closed | Line | NO | 32.7 | -6.9 | 33.4 | 218.8 | 15.3 | 0.13 | -1.9
13045 | RIDDLE 3 | 13060 | GRANTS PASS 4 1 | 1 | Closed | Line | NO | 31 | -8.4 | 32.1 | 210.5 | 15.3 | 0.13 | -2.61
20296 | MAXWELL 1 | 20301 | MAXWELL 6 | 1 | Closed | Transformer | YES | -236.5 | -47.2 | 241.1 | 1585.3 | 15.3 | 0.04 | 3.53
20296 | MAXWELL 1 | 20300 | MAXWELL 5 | 1 | Closed | Transformer | YES | -236.5 | -46.9 | 241.1 | 1585.6 | 15.3 | 0.05 | 3.75
74299 | MOUNTAIN HOME 4 3 | 74206 | MOUNTAIN HOME 2 4 | 1 | Closed | Line | NO | -31.8 | -0.9 | 31.8 | 209.5 | 15.3 | 0.17 | -1.68
30272 | WINNEMUCCA 2 2 | 30271 | WINNEMUCCA 2 1 | 1 | Closed | Transformer | YES | 1.9 | 40.3 | 40.4 | 264.8 | 15.2 | 0.01 | 0.37
23124 | ATWATER 2 2 | 23120 | LIVINGSTON 1 1 | 1 | Closed | Line | NO | 29.7 | 8.5 | 30.9 | 204 | 15.2 | 0.06 | -0.95
60710 | NEW RAYMER 2 | 60709 | NEW RAYMER 1 | 1 | Closed | Transformer | YES | -96.6 | 24.5 | 99.7 | 653.9 | 15.2 | 0.03 | 1.62
28840 | HINKLEY 2 2 | 28815 | TRONA 2 | 1 | Closed | Line | NO | -31.6 | -7.4 | 32.4 | 212.7 | 15.2 | 0.16 | -13.58
80058 | EL PASO 31 1 | 80044 | EL PASO 26 1 | 1 | Closed | Line | NO | 14.1 | -19.8 | 24.3 | 159.2 | 15.2 | 0.04 | -0.11
20296 | MAXWELL 1 | 20299 | MAXWELL 4 | 1 | Closed | Transformer | YES | -236.4 | -45.7 | 240.8 | 1587.1 | 15.2 | 0.07 | 4.99
25109 | BAKERSFIELD 4 2 | 25111 | BAKERSFIELD 5 1 | 1 | Closed | Line | NO | 31.1 | 7.8 | 32.1 | 212.3 | 15.2 | 0.02 | -0.97
53001 | ANGEL FIRE 1 | 53007 | QUESTA 1 | 1 | Closed | Line | NO | -22.7 | 2.3 | 22.8 | 156.7 | 15.2 | 0.25 | -4.11
26194 | CASTAIC 3 1 | 26200 | CASTAIC 3 7 | 1 | Closed | Transformer | YES | -237.9 | -53.9 | 243.9 | 1610.5 | 15.2 | 0.05 | 4.09
10614 | CONNELL 1 | 10600 | OTHELLO 1 | 1 | Closed | Line | NO | 31.9 | -3.4 | 32.1 | 210.9 | 15.2 | 0.18 | -2.9
25569 | MAYWOOD 1 | 25453 | LOS ANGELES 42 1 | 1 | Closed | Line | NO | -20.7 | 22.7 | 30.7 | 203.3 | 15.2 | 0.01 | -0.24
40571 | TUCSON 45 1 | 40552 | TUCSON 36 1 | 1 | Closed | Line | NO | 0.6 | 12.5 | 12.5 | 83.8 | 15.2 | 0 | -0.22
23426 | HANFORD 3 2 | 23215 | HANFORD 1 1 | 1 | Closed | Line | NO | 25.8 | 18.4 | 31.7 | 210.6 | 15.2 | 0.02 | -0.52
10918 | ROCKPORT 3 3 | 10805 | ROCKPORT 2 1 | 1 | Closed | Line | NO | 32.2 | -0.3 | 32.2 | 212 | 15.2 | 0.04 | -0.28
28774 | SAN DIEGO 49 2 | 28900 | SAN DIEGO 50 1 | 1 | Closed | Line | NO | -23.5 | 20.1 | 31 | 203.9 | 15.2 | 0 | -0.03
50258 | MORGAN 1 | 50162 | OGDEN 10 1 | 1 | Closed | Line | NO | 34.8 | 8.6 | 35.8 | 243.6 | 15.2 | 0.04 | -4.18
23183 | FRESNO 13 1 | 23185 | FRESNO 14 2 | 1 | Closed | Line | NO | -33.8 | -2.1 | 33.8 | 223 | 15.2 | 0.02 | -0.08
40890 | CHANDLER 16 1 | 40897 | CHANDLER 16 8 | 1 | Closed | Transformer | YES | -100.4 | -25.6 | 103.6 | 684.9 | 15.2 | 0.02 | 1.23
28473 | SAN DIEGO 17 1 | 28485 | SAN DIEGO 24 1 | 1 | Closed | Line | NO | 32.1 | 6.6 | 32.8 | 217.1 | 15.2 | 0.04 | -0.78
60884 | WELLINGTON 4 1 | 60893 | WELLINGTON 4 10 | 1 | Closed | Transformer | YES | -100.9 | -37.2 | 107.6 | 711.7 | 15.2 | 0.01 | 1.13
40890 | CHANDLER 16 1 | 40896 | CHANDLER 16 7 | 1 | Closed | Transformer | YES | -100.4 | -25.5 | 103.6 | 685.3 | 15.2 | 0.02 | 1.38
74085 | BOISE 4 1 | 74103 | BOISE 10 1 | 1 | Closed | Line | NO | -33.1 | 10.5 | 34.7 | 231.3 | 15.2 | 0.06 | -0.9
77052 | BOZEMAN 1 2 | 77064 | GALLATIN GATEWAY 1 | 1 | Closed | Line | NO | 36.2 | -11.2 | 37.9 | 250.2 | 15.2 | 0.26 | -6.33
30042 | RENO 15 2 | 30044 | RENO 16 1 | 1 | Closed | Line | NO | 36.1 | 11.2 | 37.8 | 250.6 | 15.1 | 0.03 | -0.64
10937 | ABERDEEN 2 1 | 10003 | OCEAN SHORES 1 | 1 | Closed | Line | NO | 31.5 | 4.1 | 31.8 | 211.8 | 15.1 | 0.09 | -2.46
53123 | ALBUQUERQUE 24 1 | 53107 | ALBUQUERQUE 19 1 | 1 | Closed | Line | NO | 21.8 | 2.8 | 22 | 145.4 | 15.1 | 0.01 | -0.13
23356 | GUSTINE 3 | 23357 | GUSTINE 4 | 1 | Closed | TransformerWinding | YES | -16.1 | -8.2 | 18.1 | 120.9 | 15.1 | 0.01 | 0.55
28567 | TEMECULA 4 2 | 28646 | ANZA 1 | 1 | Closed | Line | NO | -24.8 | 13.9 | 28.4 | 210.7 | 15.1 | 0.1 | -6.09
13419 | JOHN DAY 1 | 13423 | BURNS 1 3 | 1 | Closed | Line | NO | 32.1 | -7.4 | 33 | 217.8 | 15.1 | 0.29 | -12.12
40731 | CHLORIDE 1 3 | 40014 | BULLHEAD CITY 3 1 | 1 | Closed | Line | NO | 14.2 | -15.7 | 21.2 | 139.9 | 15.1 | 0.01 | -1.53
23131 | MERCED 1 1 | 23139 | MERCED 4 1 | 1 | Closed | Line | NO | -34.9 | 1.8 | 34.9 | 232.1 | 15.1 | 0.05 | -2.02
60669 | LIMON 3 5 | 60843 | DENVER 57 8 | 1 | Closed | Line | NO | 343.1 | -24.9 | 344 | 2609 | 15.1 | 1.24 | -222.25
53265 | LA MESA 5 4 | 53120 | SANTA TERESA 1 | 1 | Closed | Line | NO | 18.1 | -12.9 | 22.2 | 146.8 | 15.1 | 0.02 | -1.88
28073 | ANAHEIM 9 1 | 28033 | FULLERTON 2 1 | 1 | Closed | Line | NO | 27.5 | -14.8 | 31.2 | 206.5 | 15.1 | 0.01 | -0.47
10578 | EPHRATA 1 | 10582 | SOAP LAKE 1 | 1 | Closed | Line | NO | -32.2 | 0.3 | 32.2 | 213.5 | 15.1 | 0.05 | -0.65
26059 | SUN VALLEY 2 2 | 25287 | PANORAMA CITY 2 1 | 1 | Closed | Line | NO | 163.5 | -69.6 | 177.7 | 1174.8 | 15.1 | 0.12 | -5.43
10155 | LAKEWOOD 2 1 | 10164 | ROY 1 1 | 1 | Closed | Line | NO | 20.9 | -23.1 | 31.1 | 205.9 | 15.1 | 0.02 | -0.39
40890 | CHANDLER 16 1 | 40895 | CHANDLER 16 6 | 1 | Closed | Transformer | YES | -100.4 | -25.8 | 103.7 | 687.3 | 15.1 | 0.02 | 1.08
28244 | CORONA 7 1 | 28251 | RIVERSIDE 2 1 | 1 | Closed | Line | NO | -26.2 | -16.2 | 30.8 | 203.8 | 15.1 | 0.02 | -0.14
77108 | WHITEHALL 3 | 77264 | BUTTE 3 2 | 1 | Closed | Line | NO | -32 | 10.7 | 33.8 | 229.6 | 15.1 | 0.16 | -2.3
13425 | PILOT ROCK 1 | 13615 | ECHO 2 | 1 | Closed | Line | NO | -31.7 | -1.3 | 31.7 | 213.9 | 15.1 | 0.21 | -6.51
53227 | DEMING 2 2 | 53152 | LAS CRUCES 9 2 | 1 | Closed | Line | NO | 21.2 | 0.4 | 21.2 | 149.7 | 15.1 | 0.08 | -7.7
60884 | WELLINGTON 4 1 | 60892 | WELLINGTON 4 9 | 1 | Closed | Transformer | YES | -100.9 | -36.5 | 107.3 | 714.2 | 15.1 | 0.03 | 1.82
20194 | CARMICHAEL 1 3 | 20213 | RANCHO CORDOVA 2 1 | 1 | Closed | Line | NO | 21.9 | -18.7 | 28.8 | 190.5 | 15.1 | 0.02 | -0.69
23221 | KINGSBURG 1 | 23231 | VISALIA 2 2 | 1 | Closed | Line | NO | 28.5 | -16 | 32.7 | 216.4 | 15.1 | 0.04 | -3.3
77067 | GREAT FALLS 1 1 | 77069 | GREAT FALLS 2 1 | 1 | Closed | Line | NO | 35.4 | 2.5 | 35.5 | 239.6 | 15.1 | 0.07 | -5.51
25397 | ROSAMOND 1 1 | 25935 | ROSAMOND 6 2 | 1 | Closed | Line | NO | -29.8 | -10 | 31.5 | 208.2 | 15.1 | 0.02 | -0.69
80048 | EL PASO 29 1 | 80086 | EL PASO 37 1 | 1 | Closed | Line | NO | -382.2 | -142.8 | 408 | 2701 | 15.1 | 0.23 | -37.48
53176 | MILAN 1 | 53179 | GRANTS 1 | 1 | Closed | Line | NO | 23.4 | -3.4 | 23.7 | 156.9 | 15.1 | 0.22 | -1.29
40890 | CHANDLER 16 1 | 40894 | CHANDLER 16 5 | 1 | Closed | Transformer | YES | -100.4 | -25.5 | 103.6 | 688.4 | 15.1 | 0.02 | 1.36
70090 | SUNDANCE 1 | 70077 | MOORCROFT 1 | 1 | Closed | Line | NO | -31.6 | 8.5 | 32.7 | 222.8 | 15.1 | 0.22 | -2.38
30271 | WINNEMUCCA 2 1 | 30070 | FERNLEY 1 1 | 1 | Closed | Line | NO | 116.4 | -132.4 | 176.3 | 1168.5 | 15.1 | 0.92 | -103.77
40366 | CHANDLER 8 3 | 40900 | GILBERT 12 3 | 1 | Closed | Line | NO | 0 | -21.6 | 21.6 | 143.3 | 15.1 | 0.01 | -0.27
40366 | CHANDLER 8 3 | 40900 | GILBERT 12 3 | 2 | Closed | Line | NO | 0 | -21.6 | 21.6 | 143.3 | 15.1 | 0.01 | -0.27
26230 | MC KITTRICK 3 2 | 26232 | MC KITTRICK 3 4 | 1 | Closed | TransformerWinding | YES | 56.8 | -3.8 | 56.9 | 377.4 | 15.1 | -0.01 | -0.32
25738 | DUARTE 2 1 | 25720 | MONROVIA 1 2 | 1 | Closed | Line | NO | 22.7 | -19.4 | 29.9 | 198.3 | 15.1 | 0.01 | -0.32
28413 | FALLBROOK 2 2 | 28469 | MURRIETA 3 1 | 1 | Closed | Line | NO | 28.7 | -22.1 | 36.2 | 240 | 15.1 | 0.02 | -8.8
13131 | SPRINGFIELD 1 1 | 13101 | EUGENE 7 1 | 1 | Closed | Line | NO | -27.2 | -11.2 | 29.4 | 195.2 | 15.1 | 0.01 | -0.14
28898 | HESPERIA 5 3 | 28899 | HESPERIA 5 4 | 1 | Closed | TransformerWinding | YES | 10.9 | 4.2 | 11.7 | 77.5 | 15.1 | 0.01 | 0.21
10138 | GIG HARBOR 3 1 | 10199 | VASHON 1 | 1 | Closed | Line | NO | 25.3 | 20.1 | 32.3 | 220.9 | 15.1 | 0.05 | -1.56
29015 | SAN DIEGO 53 1 | 29020 | SAN DIEGO 53 6 | 1 | Closed | Transformer | YES | -228.5 | -44.8 | 232.9 | 1553.4 | 15.1 | 0.06 | 4.96
50139 | SALT LAKE CITY 11 1 | 50187 | SALT LAKE CITY 19 1 | 1 | Closed | Line | NO | -38.8 | -7.9 | 39.6 | 262.8 | 15.1 | 0.02 | -2.84
60501 | COLORADO SPRINGS 15 1 | 60504 | COLORADO SPRINGS 17 1 | 1 | Closed | Line | NO | 13.3 | 16.6 | 21.2 | 141.5 | 15.1 | 0.01 | -0.13
30026 | RENO 9 1 | 30311 | RENO 22 2 | 1 | Closed | Line | NO | -36.7 | -13.5 | 39.1 | 259.7 | 15.1 | 0.03 | -0.77
29015 | SAN DIEGO 53 1 | 29019 | SAN DIEGO 53 5 | 1 | Closed | Transformer | YES | -228.5 | -45 | 232.9 | 1553.8 | 15.1 | 0.06 | 4.78
77240 | GLASGOW 2 2 | 77001 | FORSYTH 1 | 1 | Closed | Line | NO | 32.8 | -11.2 | 34.6 | 230 | 15.1 | 1.34 | -9.29
77240 | GLASGOW 2 2 | 77001 | FORSYTH 1 | 2 | Closed | Line | NO | 32.8 | -11.2 | 34.6 | 230 | 15.1 | 1.34 | -9.29
53048 | SANTA FE 7 1 | 53057 | LOS ALAMOS 3 | 1 | Closed | Line | NO | -20.9 | -1.6 | 20.9 | 139.3 | 15.1 | 0.07 | -2.47
30383 | ELY 2 2 | 30385 | ELY 2 4 | 1 | Closed | TransformerWinding | YES | -31.3 | 35.8 | 47.5 | 319 | 15 | -0.01 | -0.59
21457 | SAN JOSE 8 3 | 21494 | SAN JOSE 18 1 | 1 | Closed | Line | NO | 29.7 | 11.5 | 31.9 | 214.4 | 15 | 0.01 | -0.99
23125 | ATWATER 2 3 | 23126 | ATWATER 2 4 | 1 | Closed | TransformerWinding | YES | -27.7 | -2 | 27.8 | 186 | 15 | 0.03 | 1.59
13633 | IDLEYLD PARK 3 1 | 13611 | PROSPECT 1 | 1 | Closed | Line | NO | 31.6 | -3.2 | 31.7 | 211.1 | 15 | 0.31 | -5.57
53146 | LAS CRUCES 8 3 | 53132 | LAS CRUCES 4 1 | 1 | Closed | Line | NO | 15.4 | 13.9 | 20.7 | 141.2 | 15 | 0.02 | -0.79
21525 | SAN JOSE 27 1 | 21630 | SAN JOSE 45 1 | 1 | Closed | Line | NO | -16.2 | -22.9 | 28 | 186.5 | 15 | 0.02 | -0.7
40320 | SCOTTSDALE 3 1 | 40340 | SCOTTSDALE 9 1 | 1 | Closed | Line | NO | 22 | -2.8 | 22.2 | 147.7 | 15 | 0.01 | -0.42
60070 | IGNACIO 1 | 60053 | DURANGO 1 1 | 1 | Closed | Line | NO | -19.6 | 7.5 | 21 | 149.2 | 15 | 0.08 | -3.23
53155 | ANTHONY 1 2 | 80001 | EL PASO 1 2 | 1 | Closed | Line | NO | 21.8 | -6.2 | 22.6 | 150.7 | 15 | 0.04 | -4.66
30082 | ROUND MOUNTAIN 2 | 30087 | TONOPAH 1 3 | 1 | Closed | Line | NO | 36.9 | -15.6 | 40.1 | 267.1 | 15 | 0.46 | -6.5
20434 | DUTCH FLAT 1 | 20504 | COLFAX 3 1 | 1 | Closed | Line | NO | -3.2 | 25.7 | 25.9 | 178.3 | 15 | 0.02 | -0.84
29015 | SAN DIEGO 53 1 | 29018 | SAN DIEGO 53 4 | 1 | Closed | Transformer | YES | -228.5 | -44.9 | 232.9 | 1558.2 | 15 | 0.06 | 4.81
10091 | RIDGEFIELD 1 | 10176 | BATTLE GROUND 2 2 | 1 | Closed | Line | NO | -29.5 | 9.7 | 31.1 | 214 | 15 | 0.03 | -2.84
10145 | VANCOUVER 9 1 | 10193 | VANCOUVER 17 2 | 1 | Closed | Line | NO | 32.1 | -2.8 | 32.2 | 214.7 | 15 | 0.02 | -0.18
77001 | FORSYTH 1 | 77198 | COLSTRIP 1 1 | 1 | Closed | Line | NO | 28.6 | -4.7 | 28.9 | 193 | 15 | 0.26 | -1.69
74138 | CHALLIS 1 | 74146 | SALMON 1 | 1 | Closed | Line | NO | -35.4 | 5.5 | 35.8 | 248.6 | 15 | 0.39 | -4.85
60713 | AURORA 19 1 | 60717 | AURORA 19 5 | 1 | Closed | Transformer | YES | -87 | -99 | 131.8 | 891.7 | 15 | 0.03 | 2.24
74050 | MIDDLETON 1 | 74066 | STAR 1 | 1 | Closed | Line | NO | 33.5 | -5.8 | 34 | 227.4 | 15 | 0.03 | -0.37
20284 | POLLOCK PINES 2 2 | 20286 | POLLOCK PINES 2 4 | 1 | Closed | TransformerWinding | YES | -55.4 | 6.5 | 55.7 | 372.7 | 15 | -0.01 | -0.46
25517 | TUJUNGA 1 1 | 25344 | SYLMAR 2 3 | 1 | Closed | Line | NO | -28.7 | -11.8 | 31.1 | 207.5 | 15 | 0.04 | -0.94
40029 | QUARTZSITE 1 | 40044 | BOUSE 1 | 1 | Closed | Line | NO | -20.4 | 3.8 | 20.7 | 142.6 | 15 | 0.11 | -2.15
25125 | FRAZIER PARK 2 | 25141 | BAKERSFIELD 15 2 | 1 | Closed | Line | NO | -24.8 | 12.7 | 27.9 | 211.7 | 15 | 0.06 | -6.9
60628 | PEETZ 1 3 | 60627 | PEETZ 1 2 | 1 | Closed | Transformer | YES | -22 | 1.8 | 22.1 | 147.8 | 15 | 0.01 | 0.24
23489 | PIONEER 3 1 | 23492 | PIONEER 3 4 | 1 | Closed | TransformerWinding | YES | -33.8 | -0.3 | 33.8 | 225.8 | 15 | 0 | -0.08
13537 | HERMISTON 4 1 | 13507 | HERMISTON 3 2 | 1 | Closed | Line | NO | 171 | -32.8 | 174.1 | 1164.4 | 15 | 0.04 | -3.36
10672 | NEWPORT 1 1 | 74300 | OLDTOWN 1 | 1 | Closed | Line | NO | 30.9 | 7.1 | 31.7 | 212.8 | 15 | 0.08 | -0.92
60779 | LIMON 5 2 | 60778 | LIMON 5 1 | 1 | Closed | Transformer | YES | -26.5 | 4.4 | 26.9 | 180 | 14.9 | 0.01 | 0.45
23374 | MOSS LANDING 1 | 23384 | MOSS LANDING 11 | 1 | Closed | Transformer | YES | -232 | 31.3 | 234.1 | 1566.6 | 14.9 | 0.07 | 5.46
25535 | HUNTINGTON PARK 2 2 | 25598 | LOS ANGELES 79 1 | 1 | Closed | Line | NO | -13.2 | -25.8 | 29 | 194 | 14.9 | 0 | -0.35
50438 | MAGNA 3 1 | 50377 | SALT LAKE CITY 30 8 | 1 | Closed | Line | NO | -338.3 | -73 | 346.1 | 2317.7 | 14.9 | 0.12 | -13.97
20409 | POLLOCK PINES 5 5 | 20347 | POLLOCK PINES 4 1 | 1 | Closed | Line | NO | -33.1 | 0.7 | 33.1 | 222 | 14.9 | 0.03 | -0.67
26125 | BURBANK 10 1 | 26129 | BURBANK 10 5 | 1 | Closed | Transformer | YES | -193 | -94.9 | 215 | 1452.1 | 14.9 | 0.05 | 3.76
23312 | AVENAL 2 1 | 23154 | AVENAL 1 1 | 1 | Closed | Line | NO | 34 | -0.4 | 34 | 227.9 | 14.9 | 0.1 | -0.76
25030 | SANTA MARIA 1 1 | 25004 | SAN LUIS OBISPO 1 1 | 1 | Closed | Line | NO | -172.3 | -25.8 | 174.2 | 1189.6 | 14.9 | 0.26 | -67.54
50018 | CEDAR CITY 1 1 | 50031 | ORDERVILLE 4 | 1 | Closed | Line | NO | 37.2 | -9.2 | 38.3 | 256.6 | 14.9 | 0.12 | -9.17
40042 | KINGMAN 1 1 | 40043 | KINGMAN 2 1 | 1 | Closed | Line | NO | -24.3 | -1.1 | 24.3 | 163 | 14.9 | 0.03 | -0.24
30360 | IMLAY 5 | 30080 | BATTLE MOUNTAIN 1 1 | 1 | Closed | Line | NO | -37.1 | 7.9 | 37.9 | 263.2 | 14.9 | 0.27 | -4.13
25112 | PORT HUENEME 1 | 25152 | WESTLAKE VILLAGE 1 | 1 | Closed | Line | NO | -29.9 | 5.8 | 30.4 | 207.8 | 14.9 | 0.01 | -2.36
40890 | CHANDLER 16 1 | 40893 | CHANDLER 16 4 | 1 | Closed | Transformer | YES | -100.4 | -24.9 | 103.4 | 697.2 | 14.9 | 0.03 | 1.94
30315 | VALMY 3 | 30314 | VALMY 2 | 1 | Closed | Transformer | YES | -46 | 23.6 | 51.7 | 347 | 14.9 | 0.01 | 0.78
23215 | HANFORD 1 1 | 23266 | LEMOORE 3 2 | 1 | Closed | Line | NO | -32.9 | -0.5 | 32.9 | 223 | 14.9 | 0.06 | -4.51
40047 | PEACH SPRINGS 1 | 40055 | SELIGMAN 1 | 1 | Closed | Line | NO | 16.3 | -2.6 | 16.6 | 111.1 | 14.9 | 0.13 | -6.08
20324 | STRAWBERRY VALLEY 1 1 | 20327 | STRAWBERRY VALLEY 1 4 | 1 | Closed | TransformerWinding | YES | 70.6 | -19.8 | 73.4 | 493.7 | 14.9 | 0.01 | 0.78
23374 | MOSS LANDING 1 | 23383 | MOSS LANDING 10 | 1 | Closed | Transformer | YES | -232 | 29.7 | 233.9 | 1569.9 | 14.9 | 0.04 | 3.83
40229 | PHOENIX 41 1 | 40181 | PHOENIX 13 1 | 1 | Closed | Line | NO | -10.5 | 16 | 19.1 | 129.1 | 14.9 | 0.01 | -0.13
60232 | DENVER 3 1 | 60260 | DENVER 8 1 | 1 | Closed | Line | NO | 19.1 | -11.7 | 22.4 | 150.4 | 14.9 | 0.03 | -0.68
40575 | TUCSON 48 1 | 40528 | TUCSON 24 1 | 1 | Closed | Line | NO | 9.8 | -17.4 | 20 | 134.1 | 14.9 | 0.02 | -0.85
40663 | CHAMBERS 1 | 40654 | GANADO 1 | 1 | Closed | Line | NO | -17.6 | 8.7 | 19.6 | 148.9 | 14.9 | 0.18 | -4.49
10638 | SPOKANE 4 1 | 10648 | SPOKANE 9 1 | 1 | Closed | Line | NO | -29.3 | -15.3 | 33 | 221.8 | 14.9 | 0.02 | -0.58
13544 | OXBOW 1 2 | 13546 | OXBOW 1 4 | 1 | Closed | TransformerWinding | YES | -43.7 | 31.4 | 53.9 | 362.6 | 14.9 | 0 | -0.14
77232 | POLSON 2 1 | 77238 | POLSON 2 7 | 1 | Closed | Transformer | YES | -54.2 | -20.3 | 57.9 | 392.7 | 14.9 | 0.02 | 1.43
21558 | DIXON 1 | 21569 | DAVIS 3 1 | 1 | Closed | Line | NO | -29.4 | -10.3 | 31.1 | 209.5 | 14.9 | 0.04 | -4.1
23374 | MOSS LANDING 1 | 23381 | MOSS LANDING 8 | 1 | Closed | Transformer | YES | -232 | 31.8 | 234.1 | 1575.3 | 14.9 | 0.08 | 5.92
74228 | KUNA 2 1 | 74080 | KUNA 1 2 | 1 | Closed | Line | NO | 29.4 | 11.4 | 31.5 | 221.3 | 14.9 | 0.07 | -3.46
10121 | POULSBO 1 1 | 10124 | POULSBO 2 2 | 1 | Closed | Line | NO | -26.5 | -3.4 | 26.7 | 179.6 | 14.9 | 0.02 | -0.69
60107 | LEADVILLE 1 2 | 60121 | BRECKENRIDGE 1 | 1 | Closed | Line | NO | 21.3 | -6 | 22.1 | 148.6 | 14.9 | 0.08 | -3.99
70170 | WHEATLAND 2 1 | 70174 | WHEATLAND 2 5 | 1 | Closed | Transformer | YES | -102.9 | -36 | 109 | 741 | 14.9 | 0.06 | 3.14
28474 | SAN DIEGO 18 1 | 28522 | SAN DIEGO 33 1 | 1 | Closed | Line | NO | 21.3 | 20.8 | 29.8 | 203.7 | 14.9 | 0.01 | -0.7
40513 | TUCSON 14 5 | 40860 | TUCSON 50 10 | 1 | Closed | Line | NO | -389.6 | -63.4 | 394.7 | 2657.4 | 14.9 | 0.24 | -26.26
60182 | BOULDER 6 1 | 60851 | ARVADA 10 2 | 1 | Closed | Line | NO | -17.4 | -27.5 | 32.6 | 219.4 | 14.9 | 0.03 | -0.13
28247 | RANCHO CUCAMONGA 7 1 | 28260 | FONTANA 4 2 | 1 | Closed | Line | NO | -30.4 | 4.7 | 30.7 | 207.3 | 14.9 | 0.01 | -0.31
25564 | LOS ANGELES 72 1 | 25888 | PASADENA 7 1 | 1 | Closed | Line | NO | -23.1 | -19.3 | 30.1 | 202.6 | 14.8 | 0.01 | -0.53
74132 | LOLO 1 | 77177 | SUPERIOR 2 3 | 1 | Closed | Line | NO | -22.7 | 5.7 | 23.4 | 173.4 | 14.8 | 0.11 | -6.29
13472 | UMATILLA 2 3 | 13474 | UMATILLA 2 5 | 1 | Closed | TransformerWinding | YES | -54.4 | -1.7 | 54.5 | 366.9 | 14.8 | -0.01 | -0.8
10280 | EVERSON 3 | 10785 | BELLINGHAM 7 2 | 1 | Closed | Line | NO | 19.2 | -14 | 23.7 | 159.9 | 14.8 | 0.04 | -2.22
23374 | MOSS LANDING 1 | 23380 | MOSS LANDING 7 | 1 | Closed | Transformer | YES | -232 | 28.4 | 233.8 | 1575.7 | 14.8 | 0.03 | 2.55
13620 | THE DALLES 3 1 | 13626 | THE DALLES 3 7 | 1 | Closed | Transformer | YES | -246.1 | 17.2 | 246.7 | 1662.8 | 14.8 | 0.03 | 2.33
70046 | CASPER 2 1 | 70052 | CASPER 4 1 | 1 | Closed | Line | NO | -32.2 | 6.7 | 32.9 | 228.9 | 14.8 | 0.19 | -3.44
28667 | PALM DESERT 2 1 | 28675 | LA QUINTA 2 1 | 1 | Closed | Line | NO | -20.2 | 21.3 | 29.3 | 204.9 | 14.8 | 0.01 | -1.45
10414 | KENT 3 1 | 10838 | TACOMA 21 1 | 1 | Closed | Line | NO | -144.8 | -95.5 | 173.5 | 1170.4 | 14.8 | 0.18 | -15.17
25888 | PASADENA 7 1 | 25985 | PASADENA 8 2 | 1 | Closed | Line | NO | 31.1 | 2.9 | 31.2 | 210.6 | 14.8 | 0 | -0.05
40122 | AVONDALE 4 1 | 40159 | PHOENIX 9 1 | 1 | Closed | Line | NO | 18.4 | 9.1 | 20.5 | 138.5 | 14.8 | 0.01 | -0.07
20077 | CHICO 4 1 | 20076 | CHICO 3 1 | 1 | Closed | Line | NO | 28.4 | 9.4 | 29.9 | 203.6 | 14.8 | 0.03 | -0.85
53189 | THOREAU 1 | 53201 | CHURCH ROCK 2 | 1 | Closed | Line | NO | 22 | 5.9 | 22.8 | 156.4 | 14.8 | 0.12 | -1.74
23374 | MOSS LANDING 1 | 23379 | MOSS LANDING 6 | 1 | Closed | Transformer | YES | -232 | 29.2 | 233.8 | 1579 | 14.8 | 0.04 | 3.32
13508 | HERMISTON 3 3 | 13507 | HERMISTON 3 2 | 1 | Closed | Transformer | YES | -55.1 | -6.6 | 55.5 | 375.4 | 14.8 | 0.02 | 0.79
21033 | ROHNERT PARK 1 2 | 21030 | SANTA ROSA 5 1 | 1 | Closed | Line | NO | -30.6 | -4.8 | 31 | 209.2 | 14.8 | 0.04 | -1.94
23505 | JEAN 2 1 | 23511 | JEAN 2 7 | 1 | Closed | Transformer | YES | -228.5 | -11 | 228.7 | 1548 | 14.8 | 0.07 | 5.44
28456 | SAN DIEGO 15 1 | 28424 | SAN DIEGO 6 2 | 1 | Closed | Line | NO | -31.3 | 1.7 | 31.3 | 212 | 14.8 | 0.01 | -0.35
50243 | OREM 4 1 | 50242 | OREM 3 1 | 1 | Closed | Line | NO | -33.8 | 12.9 | 36.2 | 246.4 | 14.8 | 0.02 | -0.6
30147 | LAS VEGAS 30 1 | 30158 | LAS VEGAS 37 1 | 1 | Closed | Line | NO | -38.4 | 0.5 | 38.4 | 260.3 | 14.8 | 0.04 | -1.09
25037 | ARROYO GRANDE 2 3 | 25019 | GROVER BEACH 1 | 1 | Closed | Line | NO | -30.4 | 6.8 | 31.1 | 211.7 | 14.8 | 0.03 | -0.68
13506 | HERMISTON 3 1 | 13511 | HERMISTON 3 6 | 1 | Closed | Transformer | YES | -228.8 | 28.8 | 230.6 | 1559.2 | 14.8 | 0.04 | 3.25
28988 | PARKER DAM 1 | 28991 | PARKER DAM 4 | 1 | Closed | Transformer | YES | -52.7 | 3.5 | 52.8 | 357.4 | 14.8 | 0.01 | 0.58
23505 | JEAN 2 1 | 23510 | JEAN 2 6 | 1 | Closed | Transformer | YES | -228.5 | -12.5 | 228.8 | 1550.3 | 14.8 | 0.05 | 3.87
77209 | BILLINGS 8 1 | 77220 | HARDIN 2 7 | 1 | Closed | Line | NO | -168.3 | 3.1 | 168.3 | 1199 | 14.8 | 0.59 | -50.45
50015 | NEW HARMONY 1 | 50003 | SAINT GEORGE 1 1 | 1 | Closed | Line | NO | 29 | 16.2 | 33.2 | 267.9 | 14.8 | 0.08 | -10.78
13506 | HERMISTON 3 1 | 13510 | HERMISTON 3 5 | 1 | Closed | Transformer | YES | -228.8 | 29.8 | 230.8 | 1562.1 | 14.8 | 0.05 | 4.3
77118 | LINCOLN 4 1 | 77125 | SEELEY LAKE 1 | 1 | Closed | Line | NO | 28.2 | -21.6 | 35.5 | 240.2 | 14.8 | 0.18 | -13.02
77122 | ANACONDA 1 1 | 77194 | ANACONDA 2 2 | 1 | Closed | Line | NO | -35.8 | 9.4 | 37 | 254.1 | 14.8 | 0.12 | -1.51
26072 | TAFT 2 2 | 26218 | BAKERSFIELD 33 1 | 1 | Closed | Line | NO | 29 | 8.2 | 30.1 | 204.3 | 14.8 | 0.01 | -0.13
60430 | AURORA 2 1 | 60372 | DENVER 35 1 | 1 | Closed | Line | NO | 18.1 | -12 | 21.7 | 147 | 14.8 | 0.01 | -0.17
40890 | CHANDLER 16 1 | 40892 | CHANDLER 16 3 | 1 | Closed | Transformer | YES | -100.4 | -25.6 | 103.6 | 704.2 | 14.8 | 0.02 | 1.28
40382 | MESA 8 1 | 40335 | SCOTTSDALE 8 1 | 1 | Closed | Line | NO | 340.7 | 102 | 355.6 | 2491.4 | 14.8 | 0.31 | -37.11
28623 | LAKESIDE 2 1 | 28536 | SAN DIEGO 38 2 | 1 | Closed | Line | NO | -19.9 | 20.3 | 28.5 | 202.4 | 14.8 | 0.04 | -1.88
23332 | INYOKERN 2 2 | 23331 | INYOKERN 2 1 | 1 | Closed | Transformer | YES | 54.6 | 8.4 | 55.2 | 374.1 | 14.8 | 0 | 0.19
28379 | LA JOLLA 2 1 | 28472 | SAN DIEGO 16 1 | 1 | Closed | Line | NO | -30.6 | -6.2 | 31.3 | 212 | 14.8 | 0.03 | -4.6
13506 | HERMISTON 3 1 | 13509 | HERMISTON 3 4 | 1 | Closed | Transformer | YES | -228.8 | 29.2 | 230.7 | 1564 | 14.7 | 0.05 | 3.74
60642 | GROVER 3 | 70092 | BURNS 2 1 | 1 | Closed | Line | NO | -28.1 | 15 | 31.9 | 229.1 | 14.7 | 0.2 | -3.44
60365 | LITTLETON 12 1 | 60284 | LITTLETON 7 1 | 1 | Closed | Line | NO | -17.7 | 10.4 | 20.5 | 146.9 | 14.7 | 0.01 | -2.13
40536 | TUCSON 29 1 | 40920 | TUCSON 53 1 | 1 | Closed | Line | NO | -18.7 | -9.3 | 20.8 | 141.5 | 14.7 | 0.01 | -0.68
40159 | PHOENIX 9 1 | 40167 | GLENDALE 18 1 | 1 | Closed | Line | NO | 17 | -10.9 | 20.2 | 137 | 14.7 | 0.02 | -0.47
11057 | DAYTON 5 2 | 11059 | DAYTON 5 4 | 1 | Closed | TransformerWinding | YES | -54.2 | -6.2 | 54.6 | 371.2 | 14.7 | 0.02 | 0.97
60149 | BAILEY 1 | 60180 | CONIFER 1 | 1 | Closed | Line | NO | 21.5 | 3.4 | 21.7 | 148.6 | 14.7 | 0.04 | -1.12
60369 | DENVER 33 1 | 60339 | DENVER 22 1 | 1 | Closed | Line | NO | -21.6 | 4.5 | 22.1 | 150.9 | 14.7 | 0.01 | -0.76
13160 | HILLSBORO 4 5 | 13180 | BEAVERTON 3 1 | 1 | Closed | Line | NO | -131.9 | 91.6 | 160.5 | 1134.9 | 14.7 | 0.14 | -10.96
20048 | MONTAGUE 1 | 20034 | YREKA 1 | 1 | Closed | Line | NO | 30.4 | -5.9 | 31 | 210.4 | 14.7 | 0.06 | -2.02
25844 | SANTA MARGARITA 1 2 | 25913 | TUPMAN 1 1 | 1 | Closed | Line | NO | 30.2 | 1 | 30.2 | 208.3 | 14.7 | 0.05 | -4.64
28043 | NEWPORT BEACH 1 1 | 28149 | ALISO VIEJO 1 1 | 1 | Closed | Line | NO | 17 | -25.7 | 30.8 | 209.4 | 14.7 | 0.01 | -0.24
74070 | MERIDIAN 3 1 | 74084 | BOISE 3 2 | 1 | Closed | Line | NO | -24.3 | -17.2 | 29.8 | 202.1 | 14.7 | 0.02 | -1.71
53023 | SANTA FE 1 1 | 53032 | SANTA FE 5 1 | 1 | Closed | Line | NO | 11.1 | -9.2 | 14.5 | 98.4 | 14.7 | 0.02 | -0.93
60151 | EVERGREEN 1 | 60149 | BAILEY 1 | 1 | Closed | Line | NO | 17.8 | -11.9 | 21.4 | 145.6 | 14.7 | 0.09 | -1.3
53127 | RIO RANCHO 1 1 | 53129 | JEMEZ PUEBLO 1 | 1 | Closed | Line | NO | 4.8 | -18.5 | 19.1 | 130 | 14.7 | 0.06 | -2.11
10484 | REDMOND 3 1 | 10481 | SAMMAMISH 2 1 | 1 | Closed | Line | NO | -21.5 | 20.3 | 29.5 | 204.2 | 14.7 | 0.03 | -0.71
50198 | MONA 1 1 | 50182 | NEPHI 1 | 1 | Closed | Line | NO | -36.2 | -0.9 | 36.2 | 246.9 | 14.7 | 0.07 | -1.9
50380 | VERNAL 3 1 | 50340 | VERNAL 1 1 | 1 | Closed | Line | NO | 392.1 | -18.8 | 392.6 | 2704 | 14.7 | 0.98 | -88.27
21755 | RODEO 2 1 | 21170 | SAN PABLO 2 3 | 1 | Closed | Line | NO | -27.5 | 10.6 | 29.5 | 201 | 14.7 | 0.01 | -0.12
25930 | NORWALK 4 1 | 25932 | NORWALK 4 3 | 1 | Closed | Transformer | YES | -49.6 | -24.6 | 55.4 | 379.5 | 14.7 | 0.01 | 0.71
28859 | NORTH PALM SPRINGS 3 1 | 28658 | CATHEDRAL CITY 1 1 | 1 | Closed | Line | NO | 30.6 | 4.7 | 30.9 | 212.2 | 14.7 | 0.02 | -1.4
28930 | SAN DIEGO 51 3 | 28931 | SAN DIEGO 51 4 | 1 | Closed | TransformerWinding | YES | 9.3 | 4.8 | 10.4 | 71.2 | 14.7 | 0.01 | 0.23
28929 | SAN DIEGO 51 2 | 28931 | SAN DIEGO 51 4 | 1 | Closed | TransformerWinding | YES | 9.3 | 4.8 | 10.4 | 71.2 | 14.7 | 0.01 | 0.23
50414 | HELPER 2 1 | 50419 | HELPER 2 6 | 1 | Closed | Transformer | YES | -103.9 | 14.5 | 104.9 | 715 | 14.7 | 0.02 | 1.77
80086 | EL PASO 37 1 | 80099 | EL PASO 37 14 | 1 | Closed | Transformer | YES | -94.6 | -18.6 | 96.4 | 660.9 | 14.7 | 0.03 | 2.39
74173 | IDAHO FALLS 3 1 | 74269 | IDAHO FALLS 8 2 | 1 | Closed | Line | NO | -22.5 | -20 | 30.1 | 205.6 | 14.7 | 0.03 | -1.49
21496 | SAN JOSE 20 1 | 21527 | SAN JOSE 28 1 | 1 | Closed | Line | NO | -174.6 | -61 | 184.9 | 1261.3 | 14.7 | 0.07 | -5.29
30001 | RENO 1 1 | 30014 | RENO 4 3 | 1 | Closed | Line | NO | 8.8 | -26 | 27.4 | 187.1 | 14.7 | 0.05 | -3.25
23144 | PIONEER 1 1 | 23489 | PIONEER 3 1 | 1 | Closed | Line | NO | -27 | -10.8 | 29 | 198.2 | 14.7 | 0.09 | -0.56
53182 | CROWNPOINT 1 | 53167 | CUBA 1 | 1 | Closed | Line | NO | 21.8 | -6.6 | 22.8 | 155.7 | 14.7 | 0.31 | -2.2
28578 | POWAY 2 1 | 28595 | SANTEE 2 1 | 1 | Closed | Line | NO | -9.8 | -25.7 | 27.5 | 187.8 | 14.7 | 0.01 | -1.27
60801 | MOSCA 1 | 60827 | LEADVILLE 2 1 | 1 | Closed | Line | NO | -191.4 | -315.6 | 369.1 | 2519.5 | 14.7 | 0.83 | -304.78
80086 | EL PASO 37 1 | 80096 | EL PASO 37 11 | 1 | Closed | Transformer | YES | -104.2 | -19.6 | 106.1 | 726.1 | 14.6 | 0.02 | 1.4
10599 | MESA 1 1 | 10600 | OTHELLO 1 | 1 | Closed | Line | NO | 30.2 | -4.5 | 30.5 | 208.6 | 14.6 | 0.14 | -2.15
25853 | CARSON 6 1 | 25858 | LONG BEACH 24 2 | 1 | Closed | Line | NO | -22.9 | 16.4 | 28.2 | 193 | 14.6 | 0.01 | -0.09
77112 | VALIER 1 | 77100 | CONRAD 1 | 1 | Closed | Line | NO | -28.4 | 1.3 | 28.5 | 197.9 | 14.6 | 0.13 | -3.54
25946 | MOJAVE 5 2 | 25945 | MOJAVE 5 1 | 1 | Closed | Transformer | YES | 48.1 | -19.3 | 51.9 | 356.3 | 14.6 | 0.02 | 0.8
74052 | BONNERS FERRY 1 | 74063 | SANDPOINT 1 | 1 | Closed | Line | NO | 28.2 | 4.2 | 28.5 | 201.4 | 14.6 | 0.18 | -4.79
30210 | HENDERSON 3 1 | 30352 | BUNKERVILLE 1 2 | 1 | Closed | Line | NO | -37.5 | -1.1 | 37.5 | 257 | 14.6 | 0.05 | -1.46
40841 | PHOENIX 74 2 | 41003 | ARLINGTON 12 6 | 1 | Closed | Line | NO | 190.7 | 302.1 | 357.3 | 2486.6 | 14.6 | 0.05 | -7.49
40051 | AGUILA 2 | 40058 | CONGRESS 1 | 1 | Closed | Line | NO | 18.3 | 5.6 | 19.2 | 132 | 14.6 | 0.12 | -0.82
74155 | ARCO 1 | 74140 | BELLEVUE 8 1 | 1 | Closed | Line | NO | -33.7 | -0.5 | 33.7 | 236.1 | 14.6 | 0.38 | -6.15
13498 | THE DALLES 2 3 | 10933 | GOLDENDALE 4 1 | 1 | Closed | Line | NO | 26.5 | -14.7 | 30.3 | 207.3 | 14.6 | 0.03 | -1.17
40562 | TUCSON 42 1 | 40860 | TUCSON 50 10 | 1 | Closed | Line | NO | -373.1 | -95.8 | 385.2 | 2635.5 | 14.6 | 0.27 | -18.54
25547 | LOS ANGELES 69 1 | 25546 | LOS ANGELES 68 1 | 1 | Closed | Line | NO | 13.3 | -25.6 | 28.8 | 197.2 | 14.6 | 0.01 | -0.54
10888 | SUMAS 2 | 10201 | LYNDEN 1 | 1 | Closed | Line | NO | 30.4 | 13.9 | 33.4 | 233.2 | 14.6 | 0.07 | -1.7
23174 | LEMOORE 1 1 | 23175 | LEMOORE 2 1 | 1 | Closed | Line | NO | 30.5 | 5.9 | 31.1 | 215.9 | 14.6 | 0.06 | -2.21
50187 | SALT LAKE CITY 19 1 | 50184 | SALT LAKE CITY 18 1 | 1 | Closed | Line | NO | -30.1 | -22.5 | 37.6 | 257.4 | 14.6 | 0.01 | -0.7
50151 | SALT LAKE CITY 12 1 | 50170 | SALT LAKE CITY 16 1 | 1 | Closed | Line | NO | 34.5 | 6.7 | 35.2 | 241 | 14.6 | 0.01 | -0.18
25753 | ROWLAND HEIGHTS 1 1 | 29045 | BREA 3 2 | 1 | Closed | Line | NO | -4.7 | -25.3 | 25.8 | 176.4 | 14.6 | 0.01 | -0.18
23174 | LEMOORE 1 1 | 23439 | HURON 2 | 1 | Closed | Line | NO | -31.4 | -4 | 31.7 | 217.2 | 14.6 | 0.08 | -1.22
20405 | POLLOCK PINES 5 1 | 20408 | POLLOCK PINES 5 4 | 1 | Closed | TransformerWinding | YES | -30.4 | 2.3 | 30.5 | 209.2 | 14.6 | 0 | -0.04
60666 | LIMON 3 2 | 60649 | LIMON 2 2 | 1 | Closed | Line | NO | 76.5 | 1.2 | 76.5 | 524.9 | 14.6 | 0.08 | -2.16
50230 | SALT LAKE CITY 25 2 | 50180 | BOUNTIFUL 1 1 | 1 | Closed | Line | NO | 33.6 | 3.1 | 33.8 | 232.1 | 14.6 | 0.02 | -1.05
70040 | STORY 1 | 77003 | SHERIDAN 2 2 | 1 | Closed | Line | NO | -35.2 | 3.3 | 35.4 | 254.2 | 14.6 | 0.14 | -7.86
21569 | DAVIS 3 1 | 20107 | WEST SACRAMENTO 2 2 | 1 | Closed | Line | NO | -29.4 | 8.6 | 30.6 | 211.7 | 14.6 | 0.02 | -0.78
80086 | EL PASO 37 1 | 80098 | EL PASO 37 13 | 1 | Closed | Transformer | YES | -94.6 | -19.7 | 96.6 | 664.8 | 14.6 | 0.02 | 1.36
13100 | SALEM 4 1 | 13117 | JEFFERSON 1 | 1 | Closed | Line | NO | 20.6 | 21.1 | 29.5 | 206.1 | 14.6 | 0.01 | -0.71
40233 | PHOENIX 43 1 | 40231 | PHOENIX 42 2 | 1 | Closed | Line | NO | -19.7 | 3.9 | 20.1 | 138.6 | 14.6 | 0.01 | -0.22
60876 | FOUNTAIN 5 1 | 60852 | COLORADO SPRINGS 34 1 | 1 | Closed | Line | NO | 302.4 | 177 | 350.4 | 2538.2 | 14.6 | 0.22 | -35.86
30302 | BATTLE MOUNTAIN 2 1 | 30306 | BATTLE MOUNTAIN 2 5 | 1 | Closed | Transformer | YES | -55.6 | -60.4 | 82.1 | 570.6 | 14.6 | 0.02 | 1.31
50275 | HUNTSVILLE 1 | 50195 | EDEN 3 | 1 | Closed | Line | NO | 34.1 | -0.6 | 34.1 | 234.6 | 14.5 | 0.04 | -2.17
60884 | WELLINGTON 4 1 | 60682 | PLATTEVILLE 2 1 | 1 | Closed | Line | NO | 395.8 | -63.1 | 400.8 | 2755 | 14.5 | 1.13 | -90.92
28189 | MISSION VIEJO 2 3 | 28198 | LADERA RANCH 1 | 1 | Closed | Line | NO | -25.9 | 2 | 25.9 | 185.6 | 14.5 | 0.02 | -5.72
28919 | EL CENTRO 3 1 | 40722 | YUMA 6 1 | 1 | Closed | Line | NO | -519 | -285.5 | 592.3 | 4073.1 | 14.5 | 0.42 | -314.28
21476 | FREMONT 7 1 | 21501 | MILPITAS 1 2 | 1 | Closed | Line | NO | -27.2 | -1.2 | 27.2 | 187.1 | 14.5 | 0.01 | -0.39
40426 | FLAGSTAFF 2 1 | 40472 | FLAGSTAFF 4 2 | 1 | Closed | Line | NO | 18.7 | 2.8 | 19 | 130.8 | 14.5 | 0.05 | -0.65
80086 | EL PASO 37 1 | 80095 | EL PASO 37 10 | 1 | Closed | Transformer | YES | -104.2 | -19.4 | 106 | 731.6 | 14.5 | 0.02 | 1.6
25562 | SOUTH GATE 2 1 | 25658 | SAN GABRIEL 1 1 | 1 | Closed | Line | NO | -15.8 | 23.6 | 28.4 | 196.8 | 14.5 | 0.02 | -0.24
50331 | BLUFF 1 | 50352 | MONTEZUMA CREEK 1 | 1 | Closed | Line | NO | -36.2 | 4 | 36.4 | 258.4 | 14.5 | 0.14 | -5.51
50147 | WOODS CROSS 1 | 50444 | SALT LAKE CITY 32 2 | 1 | Closed | Line | NO | -31.7 | 13.1 | 34.3 | 239.6 | 14.5 | 0.04 | -1.3
25328 | HERMOSA BEACH 1 | 25435 | HARBOR CITY 1 | 1 | Closed | Line | NO | -28.9 | -6 | 29.5 | 203.4 | 14.5 | 0.01 | -0.63
28877 | CALIPATRIA 5 1 | 28911 | SEELEY 1 | 1 | Closed | Line | NO | -67.8 | 94.2 | 116.1 | 1068.7 | 14.5 | 0.16 | -45.25
21290 | OAKLAND 18 2 | 21259 | ORINDA 1 | 1 | Closed | Line | NO | 28.8 | -3.3 | 29 | 199.6 | 14.5 | 0.01 | -0.49
28928 | SAN DIEGO 51 1 | 28931 | SAN DIEGO 51 4 | 1 | Closed | TransformerWinding | YES | -18.6 | -9 | 20.6 | 142.4 | 14.5 | 0 | 0.05
10974 | KENNEWICK 6 1 | 10977 | KENNEWICK 6 4 | 1 | Closed | TransformerWinding | YES | 68.6 | 14.4 | 70.1 | 483.1 | 14.5 | 0.02 | 1.65
23257 | PORTERVILLE 3 1 | 23233 | TULARE 1 1 | 1 | Closed | Line | NO | -167.1 | -28.9 | 169.6 | 1168.9 | 14.5 | 0.34 | -25.66
28860 | SAN BERNARDINO 10 1 | 28795 | RANCHO CUCAMONGA 8 2 | 1 | Closed | Line | NO | 140.2 | -84.5 | 163.8 | 1128.7 | 14.5 | 0.14 | -18.64
74227 | HAGERMAN 2 2 | 74334 | HAGERMAN 7 1 | 1 | Closed | Line | NO | -32.2 | 5.3 | 32.6 | 225 | 14.5 | 0.01 | -0.29
25903 | LEBEC 1 3 | 25902 | LEBEC 1 2 | 1 | Closed | Transformer | YES | -53.4 | -1.8 | 53.5 | 368.9 | 14.5 | 0.01 | 0.91
21593 | ANTIOCH 5 1 | 21599 | ANTIOCH 5 7 | 1 | Closed | Transformer | YES | -206.1 | -56.7 | 213.7 | 1482.2 | 14.5 | 0.05 | 4.27
20214 | ROCKLIN 1 1 | 23318 | LODI 5 1 | 1 | Closed | Line | NO | 26.1 | -8.4 | 27.4 | 189 | 14.5 | 0.02 | -4.5
40238 | PHOENIX 46 1 | 40284 | PHOENIX 65 1 | 1 | Closed | Line | NO | 18 | 5.2 | 18.7 | 131 | 14.5 | 0.01 | -0.87
25456 | GLENDALE 1 1 | 25556 | LOS ANGELES 71 1 | 1 | Closed | Line | NO | 6.4 | -25.9 | 26.6 | 183.7 | 14.5 | 0.01 | -0.32
23191 | FRESNO 17 1 | 23201 | CLOVIS 2 1 | 1 | Closed | Line | NO | 25 | 16.3 | 29.8 | 206.5 | 14.5 | 0.01 | -0.23
13538 | HERMISTON 4 2 | 13537 | HERMISTON 4 1 | 1 | Closed | Transformer | YES | -54.2 | -0.4 | 54.2 | 374.1 | 14.5 | 0.01 | 0.76
21593 | ANTIOCH 5 1 | 21598 | ANTIOCH 5 6 | 1 | Closed | Transformer | YES | -206.1 | -57.6 | 214 | 1483.4 | 14.5 | 0.04 | 3.29
21593 | ANTIOCH 5 1 | 21597 | ANTIOCH 5 5 | 1 | Closed | Transformer | YES | -206.1 | -57.8 | 214.1 | 1483.5 | 14.5 | 0.05 | 3.14
13525 | MADRAS 2 3 | 13663 | MADRAS 3 1 | 1 | Closed | Line | NO | 12.1 | 23.9 | 26.8 | 192 | 14.5 | 0.05 | -1.15
53166 | LAGUNA 2 | 53159 | LOS LUNAS 2 1 | 1 | Closed | Line | NO | 22.8 | -4.7 | 23.3 | 160.7 | 14.5 | 0.07 | -2.62
23474 | MODESTO 12 2 | 23075 | RIPON 1 1 | 1 | Closed | Line | NO | 32.3 | 9 | 33.5 | 231.7 | 14.5 | 0.03 | -0.2
40766 | COCHISE 2 | 40765 | COCHISE 1 | 1 | Closed | Transformer | YES | -179.4 | 88.8 | 200.2 | 1382.1 | 14.5 | 0.05 | 3.74
28266 | FONTANA 7 2 | 28293 | BLOOMINGTON 1 | 1 | Closed | Line | NO | 28.8 | -9.6 | 30.3 | 209.5 | 14.5 | 0.04 | -2.34
74229 | HAGERMAN 3 1 | 74331 | HAGERMAN 6 1 | 1 | Closed | Line | NO | -27.6 | -3.3 | 27.8 | 191.8 | 14.5 | 0.02 | -0.53
13110 | JACKSONVILLE 1 | 13173 | MEDFORD 2 1 | 1 | Closed | Line | NO | -29.2 | 6.8 | 30 | 212.3 | 14.5 | 0.08 | -2.45
21593 | ANTIOCH 5 1 | 21596 | ANTIOCH 5 4 | 1 | Closed | Transformer | YES | -206.1 | -57.5 | 214 | 1484.8 | 14.5 | 0.04 | 3.45
25739 | LA HABRA 1 1 | 28054 | ANAHEIM 6 1 | 1 | Closed | Line | NO | -17.5 | -22.7 | 28.6 | 197.6 | 14.5 | 0.02 | -1.75
50414 | HELPER 2 1 | 50418 | HELPER 2 5 | 1 | Closed | Transformer | YES | -103.8 | 14.5 | 104.9 | 724.4 | 14.5 | 0.03 | 1.8
21161 | RICHMOND 3 2 | 21190 | EMERYVILLE 1 | 1 | Closed | Line | NO | 28 | 11.4 | 30.2 | 209.9 | 14.5 | 0.01 | -0.39
40909 | TONOPAH 4 1 | 40917 | TONOPAH 4 9 | 1 | Closed | Transformer | YES | -219.9 | 27.3 | 221.6 | 1531.9 | 14.5 | 0.03 | 2.8
20526 | BURNEY 4 2 | 20525 | BURNEY 4 1 | 1 | Closed | Transformer | YES | -20.1 | 42.8 | 47.3 | 326.7 | 14.5 | 0.01 | 0.6
13356 | GRESHAM 3 1 | 13335 | PORTLAND 42 1 | 1 | Closed | Line | NO | 5.2 | 24.8 | 25.3 | 177.5 | 14.5 | 0.01 | -0.38
28230 | RANCHO CUCAMONGA 3 1 | 28260 | FONTANA 4 2 | 1 | Closed | Line | NO | 29.5 | -0.1 | 29.5 | 204.2 | 14.5 | 0.01 | -0.33
60330 | DENVER 19 1 | 60275 | DENVER 10 2 | 1 | Closed | Line | NO | 0.4 | 14 | 14 | 97.2 | 14.5 | 0 | -0.1
40898 | GILBERT 12 1 | 40907 | GILBERT 12 10 | 1 | Closed | Transformer | YES | -220.1 | -31.3 | 222.3 | 1540.5 | 14.5 | 0.04 | 2.87
53158 | LOS LUNAS 1 3 | 53159 | LOS LUNAS 2 1 | 1 | Closed | Line | NO | 8.1 | 12.3 | 14.7 | 102.9 | 14.5 | 0.01 | -0.19
40898 | GILBERT 12 1 | 40906 | GILBERT 12 9 | 1 | Closed | Transformer | YES | -220 | -29.9 | 222.1 | 1540.7 | 14.5 | 0.05 | 4.19
50438 | MAGNA 3 1 | 50441 | MAGNA 3 4 | 1 | Closed | Transformer | YES | -90.6 | -18 | 92.4 | 641.2 | 14.5 | 0.02 | 1.38
40909 | TONOPAH 4 1 | 40916 | TONOPAH 4 8 | 1 | Closed | Transformer | YES | -219.9 | 27.2 | 221.6 | 1533.5 | 14.5 | 0.03 | 2.73
40909 | TONOPAH 4 1 | 40915 | TONOPAH 4 7 | 1 | Closed | Transformer | YES | -219.9 | 26.9 | 221.6 | 1533.6 | 14.4 | 0.03 | 2.41
40898 | GILBERT 12 1 | 40905 | GILBERT 12 8 | 1 | Closed | Transformer | YES | -220.1 | -30.2 | 222.1 | 1542.5 | 14.4 | 0.05 | 3.97
80086 | EL PASO 37 1 | 80094 | EL PASO 37 9 | 1 | Closed | Transformer | YES | -104.2 | -19.4 | 106 | 736.7 | 14.4 | 0.03 | 1.65
40898 | GILBERT 12 1 | 40904 | GILBERT 12 7 | 1 | Closed | Transformer | YES | -220.1 | -32.2 | 222.4 | 1543.4 | 14.4 | 0.03 | 1.89
40760 | SAINT JOHNS 2 1 | 40882 | SPRINGERVILLE 2 8 | 1 | Closed | Line | NO | -559.4 | 66.1 | 563.3 | 4043.5 | 14.4 | 0.25 | -98.91
60480 | COMMERCE CITY 2 2 | 60394 | DENVER 41 1 | 1 | Closed | Line | NO | 16.9 | 10.9 | 20.1 | 140.9 | 14.4 | 0.04 | -0.47
28719 | HINKLEY 1 3 | 28718 | HINKLEY 1 2 | 1 | Closed | Transformer | YES | -49.7 | 6.2 | 50.1 | 347 | 14.4 | 0.01 | 0.66
10789 | ROSALIA 1 | 10791 | ROSALIA 3 | 1 | Closed | Transformer | YES | -58.2 | -21 | 61.8 | 432.4 | 14.4 | 0.02 | 1.43
40909 | TONOPAH 4 1 | 40913 | TONOPAH 4 5 | 1 | Closed | Transformer | YES | -219.9 | 27.2 | 221.6 | 1536.3 | 14.4 | 0.03 | 2.72
30195 | LAS VEGAS 53 3 | 30222 | HENDERSON 8 1 | 1 | Closed | Line | NO | -36.3 | -6.7 | 36.9 | 255.8 | 14.4 | 0.02 | -1
25287 | PANORAMA CITY 2 1 | 26237 | GLENDALE 8 1 | 1 | Closed | Line | NO | 167.2 | -32.8 | 170.4 | 1181.7 | 14.4 | 0.07 | -6.93
29005 | COLTON 5 1 | 28943 | COLTON 4 7 | 1 | Closed | Line | NO | 31.4 | -1.8 | 31.5 | 218.2 | 14.4 | 0 | -0.03
40898 | GILBERT 12 1 | 40903 | GILBERT 12 6 | 1 | Closed | Transformer | YES | -220 | -29.5 | 222 | 1544.8 | 14.4 | 0.07 | 4.59
28547 | SAN DIEGO 40 1 | 28394 | SAN DIEGO 1 1 | 1 | Closed | Line | NO | 26.1 | -14.8 | 30 | 208.4 | 14.4 | 0.02 | -1.4
50407 | MILFORD 3 2 | 50406 | MILFORD 3 1 | 1 | Closed | Transformer | YES | -78.2 | 28 | 83.1 | 576.8 | 14.4 | 0.02 | 1.1
70047 | BUFFALO 1 | 70040 | STORY 1 | 1 | Closed | Line | NO | 31.4 | -14.3 | 34.5 | 239.8 | 14.4 | 0.2 | -4.14
11028 | FERNDALE 2 2 | 11030 | FERNDALE 2 4 | 1 | Closed | TransformerWinding | YES | -45.1 | 42.1 | 61.7 | 433.5 | 14.4 | -0.02 | -1.01
80086 | EL PASO 37 1 | 80093 | EL PASO 37 8 | 1 | Closed | Transformer | YES | -104.2 | -20 | 106.1 | 739 | 14.4 | 0.02 | 1.02
10205 | TACOMA 8 1 | 10226 | TACOMA 15 1 | 1 | Closed | Line | NO | 18.2 | 22.4 | 28.9 | 203.1 | 14.4 | 0 | -0.43
23300 | ALPAUGH 1 | 23302 | ALPAUGH 3 | 1 | Closed | Transformer | YES | -47.5 | 0.7 | 47.5 | 330.4 | 14.4 | 0.02 | 0.68
74224 | MOUNTAIN HOME 3 2 | 74223 | MOUNTAIN HOME 3 1 | 1 | Closed | Transformer | YES | 47.6 | 15 | 49.9 | 347.2 | 14.4 | 0.02 | 0.78
70057 | CASPER 5 5 | 70059 | GLENROCK 1 1 | 1 | Closed | Line | NO | -29.1 | -12.3 | 31.6 | 219.5 | 14.4 | 0.08 | -2.71
23212 | SELMA 2 1 | 23225 | REEDLEY 2 1 | 1 | Closed | Line | NO | -31.9 | -6.3 | 32.6 | 226.4 | 14.4 | 0.06 | -4.1
80086 | EL PASO 37 1 | 80092 | EL PASO 37 7 | 1 | Closed | Transformer | YES | -104.2 | -19.9 | 106.1 | 739.7 | 14.4 | 0.02 | 1.17
23162 | FRESNO 1 1 | 23153 | KERMAN 1 | 1 | Closed | Line | NO | -25.1 | -18.2 | 31 | 215.7 | 14.4 | 0.03 | -5.52
23183 | FRESNO 13 1 | 23179 | FRESNO 9 1 | 1 | Closed | Line | NO | 28 | 7.3 | 28.9 | 203.6 | 14.4 | 0.02 | -1.33
60228 | FORT COLLINS 4 1 | 60389 | JOHNSTOWN 1 | 1 | Closed | Line | NO | 13.6 | -16.7 | 21.5 | 149.8 | 14.4 | 0.07 | -3.7
60045 | PARACHUTE 1 | 60064 | HOTCHKISS 1 | 1 | Closed | Line | NO | 22.4 | -1.9 | 22.5 | 156.6 | 14.4 | 0.15 | -5.33
50381 | VERNAL 3 2 | 50354 | JENSEN 1 | 1 | Closed | Line | NO | 39.7 | -8.8 | 40.7 | 283 | 14.4 | 0.15 | -4.48
25715 | EL MONTE 3 1 | 25631 | ALHAMBRA 2 3 | 1 | Closed | Line | NO | -9.4 | 25.6 | 27.3 | 192.2 | 14.4 | 0.02 | -0.38
10082 | SILVERDALE 2 1 | 10121 | POULSBO 1 1 | 1 | Closed | Line | NO | -10.2 | 25.9 | 27.9 | 198.5 | 14.4 | 0.02 | -0.71
29035 | NORTH PALM SPRINGS 5 3 | 29036 | NORTH PALM SPRINGS 5 4 | 1 | Closed | TransformerWinding | YES | 10.5 | -1.8 | 10.7 | 74.7 | 14.4 | 0.01 | 0.2
28481 | ESCONDIDO 1 1 | 28501 | ESCONDIDO 2 3 | 1 | Closed | Line | NO | -28.5 | -9.3 | 30 | 208.8 | 14.4 | 0.01 | -2.29
80086 | EL PASO 37 1 | 80091 | EL PASO 37 6 | 1 | Closed | Transformer | YES | -104.2 | -19.2 | 106 | 740.7 | 14.4 | 0.02 | 1.87
70130 | MOUNTAIN VIEW 6 1 | 70169 | MOUNTAIN VIEW 7 2 | 1 | Closed | Line | NO | 31.3 | -3.5 | 31.5 | 219.3 | 14.4 | 0.04 | -0.33
28087 | BREA 2 3 | 25733 | BALDWIN PARK 1 3 | 1 | Closed | Line | NO | -30.1 | -4.4 | 30.4 | 212 | 14.4 | 0.02 | -0.7
28360 | COLTON 1 3 | 28367 | SAN BERNARDINO 7 1 | 1 | Closed | Line | NO | -30.6 | 4 | 30.8 | 215 | 14.4 | 0.01 | -0.27
20365 | MONTGOMERY CREEK 2 1 | 20367 | MONTGOMERY CREEK 2 3 | 1 | Closed | Transformer | YES | -44.4 | -20.3 | 48.8 | 342.5 | 14.4 | 0.02 | 0.78
28388 | CARLSBAD 4 2 | 28391 | VISTA 2 2 | 1 | Closed | Line | NO | 32.3 | 0.8 | 32.3 | 225 | 14.3 | 0.02 | -0.91
60766 | LIMON 4 1 | 60770 | LIMON 4 5 | 1 | Closed | TransformerWinding | YES | 111.2 | 17.4 | 112.5 | 784.8 | 14.3 | 0.04 | 2.64
53059 | SANDIA PARK 2 | 53065 | PLACITAS 1 | 1 | Closed | Line | NO | 21.4 | -2.1 | 21.5 | 149.9 | 14.3 | 0.05 | -1.15
60466 | COLORADO SPRINGS 9 2 | 60447 | COLORADO SPRINGS 6 5 | 1 | Closed | Line | NO | -20.4 | -6.4 | 21.4 | 149.3 | 14.3 | 0.01 | -0.06
13163 | TURNER 1 | 13259 | SILVERTON 1 | 1 | Closed | Line | NO | -30.6 | -1.1 | 30.6 | 214.1 | 14.3 | 0.06 | -2.85
50315 | EVANSTON 1 2 | 70169 | MOUNTAIN VIEW 7 2 | 1 | Closed | Line | NO | -31.1 | 1.4 | 31.2 | 219.1 | 14.3 | 0.1 | -1.78
60095 | ASPEN 1 | 60088 | SNOWMASS VILLAGE 1 | 1 | Closed | Line | NO | -19.4 | 2.9 | 19.6 | 141.5 | 14.3 | 0.08 | -2.87
10801 | KIRKLAND 5 1 | 10804 | KIRKLAND 5 4 | 1 | Closed | TransformerWinding | YES | -22.2 | -8.9 | 23.9 | 166.9 | 14.3 | 0 | -0.03
40956 | GILA BEND 6 1 | 40963 | GILA BEND 6 8 | 1 | Closed | Transformer | YES | -205.4 | -46.9 | 210.7 | 1477.7 | 14.3 | 0.05 | 4.06
60515 | COLORADO SPRINGS 20 1 | 60527 | COLORADO SPRINGS 26 1 | 1 | Closed | Line | NO | -21.1 | -3.7 | 21.4 | 149.7 | 14.3 | 0.01 | -0.3
25037 | ARROYO GRANDE 2 3 | 25034 | ARROYO GRANDE 1 1 | 1 | Closed | Line | NO | -29 | 3 | 29.1 | 205.5 | 14.3 | 0.07 | -1.53
74306 | MALTA 1 3 | 74163 | MALAD CITY 1 | 1 | Closed | Line | NO | 30.6 | -7.9 | 31.6 | 221.1 | 14.3 | 0.3 | -11.19
28749 | CALEXICO 3 1 | 28753 | CALEXICO 3 5 | 1 | Closed | Transformer | YES | -49.8 | 0.9 | 49.8 | 348.1 | 14.3 | 0.02 | 0.9
10986 | ELMA 2 1 | 10991 | ELMA 2 6 | 1 | Closed | Transformer | YES | -215.7 | 27.3 | 217.5 | 1520 | 14.3 | 0.04 | 3.22
77281 | FAIRFIELD 7 3 | 77203 | FAIRFIELD 5 2 | 1 | Closed | Line | NO | 4.2 | 22.2 | 22.6 | 161.7 | 14.3 | 0.02 | -0.53
40956 | GILA BEND 6 1 | 40961 | GILA BEND 6 6 | 1 | Closed | Transformer | YES | -205.4 | -47 | 210.7 | 1480.3 | 14.3 | 0.05 | 4.03
40688 | DUNCAN 1 | 53247 | LORDSBURG 1 2 | 1 | Closed | Line | NO | -19.8 | -8.3 | 21.4 | 149.9 | 14.3 | 0.16 | -5.19
10986 | ELMA 2 1 | 10989 | ELMA 2 4 | 1 | Closed | Transformer | YES | -215.7 | 28.2 | 217.6 | 1521.7 | 14.3 | 0.05 | 4.14
10986 | ELMA 2 1 | 10990 | ELMA 2 5 | 1 | Closed | Transformer | YES | -215.7 | 28 | 217.5 | 1521.5 | 14.3 | 0.05 | 3.95
30038 | MINDEN 1 | 30049 | CARSON CITY 4 1 | 1 | Closed | Line | NO | -34.2 | 1.8 | 34.2 | 240.2 | 14.3 | 0.03 | -1.34
25433 | LOS ANGELES 34 1 | 25588 | PARAMOUNT 1 1 | 1 | Closed | Line | NO | 20.8 | -20.6 | 29.3 | 204.7 | 14.3 | 0.01 | -0.16
25066 | WASCO 5 1 | 25127 | BAKERSFIELD 10 1 | 1 | Closed | Line | NO | 24.2 | -16.1 | 29.1 | 203.3 | 14.3 | 0.06 | -8.94
25131 | CAMARILLO 4 1 | 25150 | FILLMORE 1 2 | 1 | Closed | Line | NO | -25.3 | -15.1 | 29.5 | 206.3 | 14.3 | 0.05 | -6.84
40132 | TOLLESON 2 1 | 40118 | AVONDALE 2 1 | 1 | Closed | Line | NO | 10 | 15.5 | 18.5 | 130.4 | 14.3 | 0 | -0.16
40956 | GILA BEND 6 1 | 40960 | GILA BEND 6 5 | 1 | Closed | Transformer | YES | -205.5 | -48.3 | 211.1 | 1481.9 | 14.3 | 0.04 | 2.68
40956 | GILA BEND 6 1 | 40959 | GILA BEND 6 4 | 1 | Closed | Transformer | YES | -205.4 | -46.1 | 210.5 | 1482 | 14.3 | 0.06 | 4.94
28522 | SAN DIEGO 33 1 | 28979 | SAN DIEGO 52 2 | 1 | Closed | Line | NO | -29.8 | 3.6 | 30 | 210.8 | 14.3 | 0.02 | -0.37
40693 | CHANDLER 13 1 | 40831 | CHANDLER 14 13 | 1 | Closed | Line | NO | -359.5 | 8.2 | 359.6 | 2593.1 | 14.3 | 0.45 | -79.1
25091 | BAKERSFIELD 2 1 | 25918 | BAKERSFIELD 25 1 | 1 | Closed | Line | NO | 29.5 | 5.8 | 30 | 211.7 | 14.3 | 0.05 | -1.07
13015 | NEWPORT 2 2 | 13034 | WILLAMINA 1 | 1 | Closed | Line | NO | -29.5 | -0.2 | 29.5 | 215.4 | 14.3 | 0.1 | -8.6
28894 | IMPERIAL 2 3 | 28704 | CALEXICO 1 1 | 1 | Closed | Line | NO | -7.2 | 22 | 23.1 | 182.6 | 14.3 | 0.04 | -3.08
50438 | MAGNA 3 1 | 50440 | MAGNA 3 3 | 1 | Closed | Transformer | YES | -90.6 | -17.7 | 92.3 | 649.4 | 14.3 | 0.02 | 1.67
40039 | LAKE HAVASU CITY 3 2 | 41007 | LAKE HAVASU CITY 4 2 | 1 | Closed | Line | NO | -130.2 | 30.7 | 133.8 | 1112.5 | 14.3 | 0.39 | -59.35
23223 | SANGER 2 1 | 23225 | REEDLEY 2 1 | 1 | Closed | Line | NO | -27.3 | -13.3 | 30.3 | 212.8 | 14.3 | 0.04 | -0.15
77254 | COLSTRIP 2 1 | 77257 | COLSTRIP 2 4 | 1 | Closed | TransformerWinding | YES | 79.2 | -23.6 | 82.6 | 583.2 | 14.3 | 0.04 | 1.92
74071 | MERIDIAN 4 1 | 74109 | HORSESHOE BEND 3 | 1 | Closed | Line | NO | -31 | -6.5 | 31.7 | 222.1 | 14.2 | 0.11 | -6.17
20423 | YUBA CITY 6 1 | 20429 | YUBA CITY 6 7 | 1 | Closed | Transformer | YES | -211.1 | 27.8 | 212.9 | 1494.5 | 14.2 | 0.05 | 4.29
28402 | SAN BERNARDINO 9 1 | 28401 | SAN BERNARDINO 8 1 | 1 | Closed | Line | NO | 27.6 | 11.6 | 29.9 | 212.6 | 14.2 | 0.02 | -0.91
40629 | HOLBROOK 1 | 40933 | JOSEPH CITY 2 3 | 1 | Closed | Line | NO | -17.3 | -8.6 | 19.3 | 135.3 | 14.2 | 0.08 | -1.64
53197 | RAMAH 3 | 53230 | PREWITT 3 | 1 | Closed | Line | NO | -21.8 | -1.2 | 21.8 | 155.1 | 14.2 | 0.19 | -3.52
77065 | WEST YELLOWSTONE 1 | 77046 | GARDINER 1 | 1 | Closed | Line | NO | -36.5 | -4.3 | 36.8 | 259.8 | 14.2 | 0.36 | -7.15
74172 | SHELLEY 1 | 74182 | IDAHO FALLS 6 1 | 1 | Closed | Line | NO | -29.1 | -11 | 31.1 | 218.6 | 14.2 | 0.06 | -4.6
20423 | YUBA CITY 6 1 | 20430 | YUBA CITY 6 8 | 1 | Closed | Transformer | YES | -211.1 | 25.3 | 212.6 | 1493.7 | 14.2 | 0.02 | 1.75
50047 | TREMONTON 5 | 50036 | CORINNE 1 | 1 | Closed | Line | NO | 27.2 | -16.7 | 31.9 | 224.1 | 14.2 | 0.08 | -9.48
28847 | VICTORVILLE 7 1 | 28852 | VICTORVILLE 7 6 | 1 | Closed | Transformer | YES | -212.1 | 27.5 | 213.9 | 1502.8 | 14.2 | 0.05 | 3.85
20040 | REDDING 1 1 | 20498 | REDDING 12 2 | 1 | Closed | Line | NO | 9 | -25.1 | 26.6 | 187 | 14.2 | 0.01 | -0.26
28847 | VICTORVILLE 7 1 | 28851 | VICTORVILLE 7 5 | 1 | Closed | Transformer | YES | -212.1 | 27.3 | 213.8 | 1503.9 | 14.2 | 0.05 | 3.61
50044 | TREMONTON 2 | 50046 | TREMONTON 4 | 1 | Closed | TransformerWinding | YES | -11.1 | -1.5 | 11.2 | 78.9 | 14.2 | 0 | -0.09
28847 | VICTORVILLE 7 1 | 28850 | VICTORVILLE 7 4 | 1 | Closed | Transformer | YES | -212.1 | 26.4 | 213.7 | 1504.1 | 14.2 | 0.03 | 2.76
23320 | BIG CREEK 1 1 | 23323 | BIG CREEK 1 4 | 1 | Closed | TransformerWinding | YES | -29 | 2 | 29.1 | 204.6 | 14.2 | 0 | -0.08
30188 | LAS VEGAS 50 1 | 30145 | LAS VEGAS 29 1 | 1 | Closed | Line | NO | -6.7 | 32.2 | 32.9 | 242.3 | 14.2 | 0.01 | -1.55
40667 | DOUGLAS 1 2 | 40666 | DOUGLAS 1 1 | 1 | Closed | Transformer | YES | -93.8 | 11.8 | 94.6 | 666.5 | 14.2 | 0.02 | 1.37
23494 | NORTH FORK 2 2 | 23493 | NORTH FORK 2 1 | 1 | Closed | Transformer | YES | -29.7 | -30.1 | 42.3 | 299.8 | 14.2 | 0.01 | 0.36
20484 | MIDDLETOWN 6 1 | 20492 | MIDDLETOWN 6 9 | 1 | Closed | Transformer | YES | -212.1 | 2.4 | 212.1 | 1496.4 | 14.2 | 0.03 | 2.42
40765 | COCHISE 1 | 40769 | COCHISE 5 | 1 | Closed | Transformer | YES | -203.1 | -45.4 | 208.1 | 1473.9 | 14.2 | 0.03 | 3.33
60547 | DENVER 54 2 | 60754 | COMMERCE CITY 3 3 | 1 | Closed | Line | NO | -20.6 | -3.7 | 21 | 148 | 14.2 | 0.01 | -0.35
10842 | LAKEBAY 2 1 | 10862 | SILVER CREEK 2 1 | 1 | Closed | Line | NO | -160.8 | -27.4 | 163.1 | 1150.7 | 14.2 | 0.24 | -20.97
50411 | BOUNTIFUL 3 1 | 50412 | BOUNTIFUL 3 2 | 1 | Closed | Transformer | YES | -10.1 | -5 | 11.3 | 80 | 14.2 | 0 | 0.16
10553 | WINTHROP 3 | 10556 | TWISP 2 | 1 | Closed | Line | NO | 29.8 | -3.8 | 30.1 | 212.2 | 14.2 | 0.09 | -2.18
10876 | DAYTON 3 3 | 10962 | POMEROY 2 2 | 1 | Closed | Line | NO | -25.5 | 12.8 | 28.5 | 206.7 | 14.2 | 0.04 | -1.57
50055 | MAGNA 2 1 | 50439 | MAGNA 3 2 | 1 | Closed | Line | NO | -37.1 | -4.9 | 37.5 | 264.5 | 14.2 | 0.03 | -0.67
28168 | LAKE FOREST 1 1 | 28158 | LAGUNA NIGUEL 1 4 | 1 | Closed | Line | NO | 125.4 | 81 | 149.3 | 1093.9 | 14.2 | 0.09 | -10.12
28641 | BIG BEAR CITY 1 | 28619 | LUCERNE VALLEY 1 | 1 | Closed | Line | NO | -29 | -1.3 | 29 | 206.4 | 14.2 | 0.09 | -4.56
20484 | MIDDLETOWN 6 1 | 20490 | MIDDLETOWN 6 7 | 1 | Closed | Transformer | YES | -212.1 | 3.4 | 212.2 | 1498.4 | 14.2 | 0.04 | 3.41
26229 | MC KITTRICK 3 1 | 26232 | MC KITTRICK 3 4 | 1 | Closed | TransformerWinding | YES | -56.8 | 4.8 | 57 | 402.4 | 14.2 | 0.02 | 1.4
25780 | GLENDORA 1 2 | 25757 | WEST COVINA 5 3 | 1 | Closed | Line | NO | -25.8 | 10.8 | 28 | 200.9 | 14.2 | 0.01 | -1.14
30154 | LAS VEGAS 34 1 | 30286 | SEARCHLIGHT 3 | 1 | Closed | Line | NO | 19.9 | 8.8 | 21.8 | 218.5 | 14.1 | 0.07 | -14.86
74140 | BELLEVUE 8 1 | 74135 | SHOSHONE 1 | 1 | Closed | Line | NO | -26.7 | -0.6 | 26.8 | 191.7 | 14.1 | 0.06 | -4.74
28453 | SAN DIEGO 13 2 | 28455 | SAN DIEGO 14 1 | 1 | Closed | Line | NO | 28 | 6 | 28.6 | 202.6 | 14.1 | 0.01 | -0.24
77267 | GREAT FALLS 7 1 | 77067 | GREAT FALLS 1 1 | 1 | Closed | Line | NO | 32.9 | -1.1 | 32.9 | 232.7 | 14.1 | 0.03 | -0.22
28860 | SAN BERNARDINO 10 1 | 28867 | SAN BERNARDINO 10 8 | 1 | Closed | Transformer | YES | -48.5 | -26 | 55 | 391.1 | 14.1 | 0.01 | 0.47
30139 | LAS VEGAS 25 1 | 30200 | NORTH LAS VEGAS 9 1 | 1 | Closed | Line | NO | 32.1 | 6.8 | 32.8 | 245 | 14.1 | 0.02 | -6.33
25396 | LOS ANGELES 21 1 | 25422 | LOS ANGELES 29 1 | 1 | Closed | Line | NO | 20.4 | 18.3 | 27.4 | 196.2 | 14.1 | 0.01 | -0.43
70110 | GILLETTE 4 1 | 70106 | GILLETTE 3 2 | 1 | Closed | Line | NO | 27.9 | -11.2 | 30 | 212.9 | 14.1 | 0 | -0.01
28083 | FULLERTON 5 3 | 28132 | ANAHEIM 12 1 | 1 | Closed | Line | NO | 2.3 | 20.6 | 20.8 | 165.6 | 14.1 | 0 | -2.63
25875 | CARSON 7 2 | 25421 | SAN PEDRO 1 1 | 1 | Closed | Line | NO | 27.2 | 15.1 | 31.1 | 220.6 | 14.1 | 0.01 | -0.12
28525 | ESCONDIDO 5 1 | 28603 | ESCONDIDO 6 1 | 1 | Closed | Line | NO | -22.9 | 17.5 | 28.8 | 206.2 | 14.1 | 0.01 | -0.36
25702 | WHITTIER 2 1 | 25717 | WHITTIER 7 1 | 1 | Closed | Line | NO | -24.5 | 14.6 | 28.6 | 203.5 | 14.1 | 0.01 | -0.27
23000 | PACIFIC GROVE 1 | 21397 | SANTA CRUZ 4 1 | 1 | Closed | Line | NO | -27.8 | 9.8 | 29.5 | 217.8 | 14.1 | 0.13 | -2.84
20292 | BURNEY 1 2 | 20354 | BIG BEND 1 2 | 1 | Closed | Line | NO | -28.7 | -2.4 | 28.8 | 204.6 | 14.1 | 0.03 | -1.41
23459 | BIG CREEK 4 2 | 23461 | BIG CREEK 4 4 | 1 | Closed | TransformerWinding | YES | 14.5 | -0.8 | 14.5 | 102.9 | 14.1 | 0.01 | 0.36
74124 | WENDELL 1 | 74137 | KIMBERLY 1 1 | 1 | Closed | Line | NO | 21.6 | 15.3 | 26.5 | 215.6 | 14.1 | 0.11 | -6.15
40152 | PHOENIX 4 3 | 40847 | GILA BEND 4 1 | 1 | Closed | Line | NO | -330.6 | -137.3 | 358 | 2543.2 | 14.1 | 0.86 | -133.78
10289 | PUYALLUP 3 1 | 10345 | GRAHAM 3 | 1 | Closed | Line | NO | 23.1 | 18.3 | 29.5 | 210.6 | 14.1 | 0.02 | -0.33
30324 | HENDERSON 15 3 | 30208 | HENDERSON 2 1 | 1 | Closed | Line | NO | 138 | 74.7 | 156.9 | 1161.7 | 14.1 | 0.1 | -13.12
21390 | SAN JOSE 1 1 | 21492 | SAN JOSE 16 1 | 1 | Closed | Line | NO | 27 | 14.8 | 30.7 | 220.6 | 14.1 | 0.02 | -0.65
25832 | ROSAMOND 2 1 | 25971 | TEHACHAPI 5 6 | 1 | Closed | Line | NO | -162.3 | 2.6 | 162.3 | 1158.5 | 14.1 | 0.13 | -10.4
30308 | FALLON 4 2 | 30307 | FALLON 4 1 | 1 | Closed | Transformer | YES | -49.5 | 16 | 52 | 370 | 14.1 | 0.02 | 1.05
40068 | KIRKLAND 6 1 | 40052 | BAGDAD 1 1 | 1 | Closed | Line | NO | 18.7 | -4.2 | 19.2 | 136.6 | 14.1 | 0.1 | -2.69
40286 | SELLS 1 | 40474 | TUCSON 1 1 | 1 | Closed | Line | NO | 18.4 | -8.2 | 20.1 | 143.3 | 14.1 | 0.17 | -2.17
23266 | LEMOORE 3 2 | 23439 | HURON 2 | 1 | Closed | Line | NO | -30.6 | 0.5 | 30.6 | 219.4 | 14 | 0.06 | -2.28
40809 | GLENDALE 23 1 | 40818 | GLENDALE 23 10 | 1 | Closed | Transformer | YES | -74 | -35.4 | 82 | 591.8 | 14 | 0.03 | 2.41
60694 | ALAMOSA 2 1 | 60802 | MOSCA 2 | 1 | Closed | Line | NO | -72.1 | 5.5 | 72.3 | 519.3 | 14 | 0.21 | -3.68
53213 | WATERFLOW 2 | 53212 | WATERFLOW 1 | 1 | Closed | Transformer | YES | -74.8 | 22.9 | 78.2 | 557.3 | 14 | 0.01 | 0.85
28954 | BLYTHE 3 6 | 28988 | PARKER DAM 1 | 1 | Closed | Line | NO | -150.7 | -20.5 | 152.1 | 1134.8 | 14 | 0.56 | -70.23
10008 | OCEAN PARK 1 | 10007 | LONG BEACH 1 2 | 1 | Closed | Line | NO | 29.1 | -6.5 | 29.8 | 212.3 | 14 | 0.07 | -1.09
20283 | POLLOCK PINES 2 1 | 20286 | POLLOCK PINES 2 4 | 1 | Closed | TransformerWinding | YES | 55.4 | -5.7 | 55.7 | 397.7 | 14 | 0.02 | 1.22
60802 | MOSCA 2 | 60158 | CANON CITY 2 1 | 1 | Closed | Line | NO | 23.4 | -51.2 | 56.3 | 401.3 | 14 | 0.07 | -49.61
80037 | EL PASO 23 1 | 80017 | EL PASO 10 1 | 1 | Closed | Line | NO | -20.5 | 5.2 | 21.1 | 151.7 | 14 | 0.02 | -0.48
13359 | TROUTDALE 1 | 10378 | WASHOUGAL 1 | 1 | Closed | Line | NO | -28.3 | 7.5 | 29.3 | 213.4 | 14 | 0.07 | -1.9
23365 | TRANQUILLITY 1 | 23265 | LEMOORE 3 1 | 1 | Closed | Line | NO | 151.2 | -73.3 | 168.1 | 1198.8 | 14 | 0.44 | -33.71
40475 | TUCSON 2 1 | 40510 | TUCSON 14 2 | 1 | Closed | Line | NO | -14.9 | -12.2 | 19.3 | 137.7 | 14 | 0.02 | -5.77
25028 | NIPOMO 1 | 25045 | SANTA MARIA 6 1 | 1 | Closed | Line | NO | -26.1 | -10.2 | 28.1 | 200.2 | 14 | 0.06 | -3.4
74267 | PONDERAY 4 | 74052 | BONNERS FERRY 1 | 1 | Closed | Line | NO | 28.7 | 2.7 | 28.8 | 206.1 | 14 | 0.06 | -1.24
28059 | COSTA MESA 1 1 | 28097 | SANTA ANA 6 1 | 1 | Closed | Line | NO | 31.3 | 135.2 | 138.8 | 1032 | 14 | 0.06 | -5.94
30314 | VALMY 2 | 30271 | WINNEMUCCA 2 1 | 1 | Closed | Line | NO | 115.1 | 71.7 | 135.6 | 1160.9 | 14 | 0.63 | -43.76
26113 | MOJAVE 13 2 | 26115 | MOJAVE 13 4 | 1 | Closed | TransformerWinding | YES | 49.4 | -7.6 | 50 | 356.7 | 14 | 0 | -0.14
50149 | AURORA 1 1 | 50276 | MANTI 1 | 1 | Closed | Line | NO | -32.1 | 3.1 | 32.2 | 265.9 | 14 | 0.11 | -15.61
28153 | YORBA LINDA 2 1 | 28139 | IRVINE 7 1 | 1 | Closed | Line | NO | -22.2 | 13.5 | 26 | 187 | 14 | 0.01 | -0.4
53148 | ALBUQUERQUE 27 1 | 53150 | ALBUQUERQUE 29 1 | 1 | Closed | Line | NO | -20.4 | 6.5 | 21.4 | 155.2 | 14 | 0.01 | -0.89
70039 | RANCHESTER 2 | 77005 | CROW AGENCY 1 | 1 | Closed | Line | NO | -32.9 | -1.8 | 32.9 | 238.9 | 14 | 0.24 | -6.33
25930 | NORWALK 4 1 | 25674 | NORWALK 3 1 | 1 | Closed | Line | NO | -0.9 | -145.1 | 145.1 | 1037.8 | 14 | 0.04 | -3.26
13459 | KENO 1 | 20291 | BURNEY 1 1 | 1 | Closed | Line | NO | 154.9 | -69.4 | 169.7 | 1214.2 | 14 | 0.81 | -115.33
74189 | ASHTON 1 | 74185 | SAINT ANTHONY 3 | 1 | Closed | Line | NO | 34.8 | -4.3 | 35.1 | 250.9 | 14 | 0.2 | -1.82
25308 | PACOIMA 2 1 | 25341 | SYLMAR 1 1 | 1 | Closed | Line | NO | 29 | 2.1 | 29 | 208 | 14 | 0.02 | -0.38
60584 | KEENESBURG 1 1 | 60568 | HUDSON 1 | 1 | Closed | Line | NO | 21.4 | -1.6 | 21.5 | 153.6 | 14 | 0.05 | -1.37
13534 | LOWELL 3 3 | 13535 | LOWELL 3 4 | 1 | Closed | TransformerWinding | YES | 13 | -0.6 | 13 | 93.3 | 14 | 0.01 | 0.25
74078 | BOISE 2 2 | 74112 | BOISE 12 1 | 1 | Closed | Line | NO | -31.3 | -7.2 | 32.1 | 230.2 | 14 | 0.03 | -1.54
20251 | AUBURN 7 1 | 20241 | LOOMIS 1 | 1 | Closed | Line | NO | -26.5 | -8.2 | 27.8 | 199 | 14 | 0.03 | -3.09
50297 | GARDEN CITY 1 1 | 50221 | RICHMOND 6 1 | 1 | Closed | Line | NO | 30.1 | 11.3 | 32.2 | 257.8 | 14 | 0.06 | -8.42
21580 | DISCOVERY BAY 1 | 21573 | BRENTWOOD 2 1 | 1 | Closed | Line | NO | 28.9 | 1.5 | 29 | 207.7 | 14 | 0.01 | -0.3
28749 | CALEXICO 3 1 | 28751 | CALEXICO 3 3 | 1 | Closed | Transformer | YES | -48.6 | 0.9 | 48.6 | 348.7 | 14 | 0.02 | 0.85
74289 | HAGERMAN 5 3 | 74290 | HAGERMAN 5 4 | 1 | Closed | TransformerWinding | YES | 10.5 | -1.5 | 10.6 | 76.2 | 13.9 | 0.01 | 0.15
70123 | KEMMERER 2 2 | 50297 | GARDEN CITY 1 1 | 1 | Closed | Line | NO | 35.2 | 2.3 | 35.3 | 264.6 | 13.9 | 0.24 | -9.43
13256 | LAKE OSWEGO 1 3 | 13268 | PORTLAND 16 3 | 1 | Closed | Line | NO | -29.1 | -3.8 | 29.4 | 210.7 | 13.9 | 0.02 | -0.47
50332 | BLUFF 2 | 40602 | MONUMENT VALLEY 1 | 1 | Closed | Line | NO | 20.4 | -3.7 | 20.8 | 149 | 13.9 | 0.27 | -3.61
28860 | SAN BERNARDINO 10 1 | 28868 | SAN BERNARDINO 10 9 | 1 | Closed | Transformer | YES | -47.6 | -25.7 | 54.1 | 391 | 13.9 | 0.01 | 0.81
74325 | MURTAUGH 3 | 74311 | AMERICAN FALLS 4 1 | 1 | Closed | Line | NO | 83.1 | -122.6 | 148.1 | 1062.7 | 13.9 | 0.51 | -66.81
21014 | SANTA ROSA 2 1 | 21040 | SANTA ROSA 8 1 | 1 | Closed | Line | NO | 27.4 | 8.3 | 28.6 | 206 | 13.9 | 0.01 | -0.37
10971 | FORD 1 2 | 10634 | DEER PARK 1 | 1 | Closed | Line | NO | 30 | -5.8 | 30.5 | 219.1 | 13.9 | 0.09 | -3.87
50370 | SALT LAKE CITY 30 1 | 50375 | SALT LAKE CITY 30 6 | 1 | Closed | Transformer | YES | -86.4 | -11.4 | 87.2 | 627.5 | 13.9 | 0.02 | 1.3
40236 | PHOENIX 45 2 | 40318 | TEMPE 7 2 | 1 | Closed | Line | NO | 20 | 1.4 | 20 | 143.9 | 13.9 | 0.01 | -0.15
53299 | FRUITLAND 2 6 | 53220 | WATERFLOW 9 | 1 | Closed | Line | NO | 372.4 | 120.5 | 391.4 | 2848.2 | 13.9 | 0.26 | -16.4
23009 | WATSONVILLE 2 1 | 21446 | SOQUEL 1 | 1 | Closed | Line | NO | 10.8 | -22.3 | 24.8 | 178 | 13.9 | 0.02 | -2.92
26050 | FELLOWS 1 3 | 26185 | FELLOWS 3 1 | 1 | Closed | Line | NO | -25.7 | -12.4 | 28.5 | 204.8 | 13.9 | 0.01 | -0.2
28860 | SAN BERNARDINO 10 1 | 28343 | HESPERIA 3 1 | 1 | Closed | Line | NO | -145.5 | -59.2 | 157.1 | 1129.3 | 13.9 | 0.07 | -9.17
28485 | SAN DIEGO 24 1 | 28479 | SAN DIEGO 20 1 | 1 | Closed | Line | NO | -27.1 | 8.3 | 28.3 | 207.1 | 13.9 | 0.01 | -1.44
74119 | MOUNTAIN HOME 1 1 | 74224 | MOUNTAIN HOME 3 2 | 1 | Closed | Line | NO | -29 | -0.7 | 29 | 209.2 | 13.9 | 0.09 | -1.37
13471 | UMATILLA 2 2 | 13474 | UMATILLA 2 5 | 1 | Closed | TransformerWinding | YES | 54.5 | 2.7 | 54.5 | 391.9 | 13.9 | 0.03 | 1.75
29024 | CARLSBAD 6 1 | 29031 | CARLSBAD 6 8 | 1 | Closed | Transformer | YES | -195.5 | -50.1 | 201.8 | 1456.8 | 13.9 | 0.03 | 2.89
29024 | CARLSBAD 6 1 | 29030 | CARLSBAD 6 7 | 1 | Closed | Transformer | YES | -195.5 | -49.1 | 201.5 | 1457 | 13.9 | 0.05 | 3.94
29024 | CARLSBAD 6 1 | 29029 | CARLSBAD 6 6 | 1 | Closed | Transformer | YES | -195.5 | -50.1 | 201.8 | 1457.7 | 13.9 | 0.04 | 2.91
77102 | CLANCY 1 | 77081 | TOWNSEND 2 | 1 | Closed | Line | NO | -27.4 | 4.9 | 27.8 | 205.6 | 13.9 | 0.09 | -3.05
13201 | PHOENIX 1 1 | 13213 | MEDFORD 3 1 | 1 | Closed | Line | NO | 30.1 | -15.4 | 33.8 | 243 | 13.9 | 0.05 | -0.97
74199 | HAGERMAN 1 1 | 74293 | HAGERMAN 5 7 | 1 | Closed | Line | NO | 1.4 | -23.1 | 23.2 | 166.8 | 13.9 | 0.01 | -1.41
21517 | SAN JOSE 24 1 | 21446 | SOQUEL 1 | 1 | Closed | Line | NO | 7.6 | 24.4 | 25.6 | 188.4 | 13.9 | 0.03 | -0.62
50102 | SALT LAKE CITY 5 1 | 50134 | SALT LAKE CITY 9 1 | 1 | Closed | Line | NO | 33.6 | -3.8 | 33.8 | 243.3 | 13.9 | 0.03 | -1.62
29024 | CARLSBAD 6 1 | 29028 | CARLSBAD 6 5 | 1 | Closed | Transformer | YES | -195.5 | -50.1 | 201.8 | 1458.5 | 13.9 | 0.04 | 2.94
25102 | VENTURA 4 1 | 25113 | SANTA PAULA 1 1 | 1 | Closed | Line | NO | 28.4 | 0.4 | 28.4 | 204.2 | 13.9 | 0.02 | -0.62
13620 | THE DALLES 3 1 | 13627 | THE DALLES 3 8 | 1 | Closed | Transformer | YES | -230.2 | 17.9 | 230.9 | 1662.4 | 13.9 | 0.04 | 3.04
29024 | CARLSBAD 6 1 | 29027 | CARLSBAD 6 4 | 1 | Closed | Transformer | YES | -195.5 | -48.4 | 201.4 | 1458.8 | 13.9 | 0.06 | 4.56
74102 | BOISE 9 1 | 74085 | BOISE 4 1 | 1 | Closed | Line | NO | 29.2 | -4.7 | 29.6 | 212.9 | 13.9 | 0.04 | -0.58
28421 | VISTA 4 3 | 28808 | PALA 2 | 1 | Closed | Line | NO | -29 | 0 | 29 | 209.1 | 13.9 | 0.06 | -1.21
20378 | MEADOW VALLEY 1 5 | 20388 | REDDING 8 2 | 1 | Closed | Line | NO | -157.6 | -44.8 | 163.8 | 1180.1 | 13.9 | 0.98 | -62.57
77121 | BROWNING 1 | 77281 | FAIRFIELD 7 3 | 1 | Closed | Line | NO | -31.8 | -8.7 | 32.9 | 237.1 | 13.9 | 0.17 | -15.66
25037 | ARROYO GRANDE 2 3 | 25024 | SAN LUIS OBISPO 3 1 | 1 | Closed | Line | NO | -28.9 | -2.5 | 29 | 209.2 | 13.9 | 0.06 | -2.64
21231 | REDWOOD CITY 4 4 | 21179 | SAN MATEO 3 1 | 1 | Closed | Line | NO | -22.3 | 0.2 | 22.3 | 161 | 13.9 | 0.01 | -0.84
10679 | NEWMAN LAKE 1 | 74024 | COEUR D ALENE 1 1 | 1 | Closed | Line | NO | -28.5 | -6.8 | 29.3 | 211.1 | 13.9 | 0.07 | -4.02
28566 | TEMECULA 4 1 | 28625 | HEMET 6 1 | 1 | Closed | Line | NO | -139.1 | -75.3 | 158.1 | 1139.9 | 13.9 | 0.18 | -7.52
77052 | BOZEMAN 1 2 | 77083 | THREE FORKS 1 | 1 | Closed | Line | NO | 27.5 | -0.3 | 27.5 | 203.9 | 13.9 | 0.11 | -7.23
13493 | NEWBERG 3 2 | 13495 | NEWBERG 3 4 | 1 | Closed | TransformerWinding | YES | 16.3 | 0 | 16.3 | 117.3 | 13.9 | 0.01 | 0.3
50370 | SALT LAKE CITY 30 1 | 50374 | SALT LAKE CITY 30 5 | 1 | Closed | Transformer | YES | -86.4 | -11 | 87.1 | 630.5 | 13.9 | 0.02 | 1.72
40475 | TUCSON 2 1 | 40774 | MARANA 3 1 | 1 | Closed | Line | NO | -18.8 | -1.7 | 18.9 | 138.7 | 13.9 | 0.03 | -5.48
25604 | LONG BEACH 15 2 | 25622 | LONG BEACH 19 1 | 1 | Closed | Line | NO | 28.6 | 5.8 | 29.2 | 211 | 13.9 | 0.01 | -0.2
23506 | JEAN 2 2 | 28759 | NIPTON 1 2 | 1 | Closed | Line | NO | 151.1 | -36 | 155.3 | 1121.5 | 13.8 | 0.09 | -11.03
40669 | SAFFORD 2 | 40671 | SAFFORD 4 | 1 | Closed | TransformerWinding | YES | -87.3 | 9 | 87.7 | 634 | 13.8 | 0 | -0.2
80050 | EL PASO 29 3 | 80022 | EL PASO 14 1 | 1 | Closed | Line | NO | -14.1 | -7.7 | 16.1 | 116.1 | 13.8 | 0 | -0.18
21535 | SAN JOSE 33 2 | 21579 | MORGAN HILL 2 1 | 1 | Closed | Line | NO | 21.7 | 12.9 | 25.3 | 187.4 | 13.8 | 0.01 | -1.26
40480 | FLORENCE 3 1 | 40479 | FLORENCE 2 1 | 1 | Closed | Line | NO | 13.4 | -13.1 | 18.8 | 135.6 | 13.8 | 0.04 | -0.65
20365 | MONTGOMERY CREEK 2 1 | 20368 | MONTGOMERY CREEK 2 4 | 1 | Closed | Transformer | YES | -42.1 | -20.3 | 46.7 | 340.4 | 13.8 | 0.01 | 0.8
25729 | HACIENDA HEIGHTS 2 1 | 28038 | ANAHEIM 5 1 | 1 | Closed | Line | NO | 69.3 | 128.4 | 145.9 | 1122.1 | 13.8 | 0.09 | -10.51
25879 | LA PUENTE 5 4 | 26204 | CASTAIC 3 11 | 1 | Closed | Line | NO | -524.9 | -211.9 | 566 | 4094.7 | 13.8 | 0.66 | -309.19
28560 | SAN DIEGO 43 1 | 28606 | EL CAJON 1 2 | 1 | Closed | Line | NO | 17.1 | -22 | 27.8 | 201.3 | 13.8 | 0.01 | -2.29
28523 | SAN DIEGO 34 1 | 28900 | SAN DIEGO 50 1 | 1 | Closed | Line | NO | -25.2 | -13.3 | 28.5 | 205.9 | 13.8 | 0.03 | -1.58
77155 | HAMILTON 1 | 74122 | KOOSKIA 1 | 1 | Closed | Line | NO | 7 | -25.2 | 26.2 | 189.3 | 13.8 | 0.07 | -11.84
40809 | GLENDALE 23 1 | 40817 | GLENDALE 23 9 | 1 | Closed | Transformer | YES | -74 | -36.5 | 82.5 | 601.6 | 13.8 | 0.02 | 1.36
53051 | EDGEWOOD 2 | 53086 | ALBUQUERQUE 13 1 | 1 | Closed | Line | NO | -19.6 | 2.6 | 19.7 | 147.8 | 13.8 | 0.03 | -3.09
10488 | SNOHOMISH 3 1 | 10426 | EVERETT 7 1 | 1 | Closed | Line | NO | 29.1 | -0.8 | 29.1 | 210.9 | 13.8 | 0.02 | -1.04
25575 | LONG BEACH 10 1 | 25440 | GARDENA 2 4 | 1 | Closed | Line | NO | -56.3 | -142.2 | 152.9 | 1107.7 | 13.8 | 0.03 | -6.33
60164 | LYONS 2 1 | 60167 | LYONS 2 4 | 1 | Closed | TransformerWinding | YES | 14.2 | 7.8 | 16.3 | 117.8 | 13.8 | 0 | 0.04
11056 | DAYTON 5 1 | 11059 | DAYTON 5 4 | 1 | Closed | TransformerWinding | YES | 54.2 | 7 | 54.7 | 396.2 | 13.8 | 0 | -0.16
53164 | HATCH 1 | 53301 | DEMING 4 2 | 1 | Closed | Line | NO | -19.6 | 1.1 | 19.6 | 146.1 | 13.8 | 0.07 | -3.5
10769 | ROCKPORT 1 1 | 10774 | ROCKPORT 1 6 | 1 | Closed | Transformer | YES | -41.4 | -19.3 | 45.7 | 332.8 | 13.8 | 0.01 | 0.56
25945 | MOJAVE 5 1 | 25951 | MOJAVE 5 7 | 1 | Closed | Transformer | YES | -47.2 | 8.9 | 48 | 348.1 | 13.8 | 0.01 | 0.61
25026 | SAN LUIS OBISPO 4 1 | 25007 | SAN LUIS OBISPO 2 2 | 1 | Closed | Line | NO | -29 | 1.6 | 29 | 212.6 | 13.8 | 0.03 | -2.74
25065 | CARPINTERIA 2 | 25057 | SANTA BARBARA 4 1 | 1 | Closed | Line | NO | -13.1 | 23 | 26.5 | 197.2 | 13.8 | 0.01 | -0.83
13384 | BONANZA 1 | 13408 | LAKEVIEW 2 | 1 | Closed | Line | NO | -7.9 | -9.1 | 12 | 189.6 | 13.8 | 0.01 | -34.07
60389 | JOHNSTOWN 1 | 60481 | GREELEY 1 1 | 1 | Closed | Line | NO | -20.3 | -3.3 | 20.6 | 149.1 | 13.8 | 0.02 | -5.8
11026 | GRAND COULEE 16 | 11075 | PATEROS 2 | 1 | Closed | Line | NO | 152.4 | -48 | 159.7 | 1158.6 | 13.8 | 0.47 | -54.57
40377 | CASA GRANDE 1 1 | 40421 | ARIZONA CITY 1 | 1 | Closed | Line | NO | 19.3 | -1.4 | 19.3 | 140.2 | 13.8 | 0.04 | -1.49
21586 | TRACY 3 1 | 21589 | TRACY 3 4 | 1 | Closed | TransformerWinding | YES | 27.8 | 10.8 | 29.9 | 216.6 | 13.8 | 0 | 0.04
40226 | PHOENIX 39 1 | 40322 | SCOTTSDALE 5 1 | 1 | Closed | Line | NO | -16.5 | -0.8 | 16.5 | 119.6 | 13.8 | 0 | -0.18
60705 | HAYDEN 2 2 | 60868 | CRAIG 2 2 | 1 | Closed | Line | NO | -64 | 9.9 | 64.8 | 484.6 | 13.8 | 0.13 | -8.52
21094 | SONOMA 1 1 | 21177 | NAPA 1 1 | 1 | Closed | Line | NO | 23.7 | -15.3 | 28.3 | 205.2 | 13.8 | 0.03 | -1.73
13553 | BOARDMAN 2 4 | 13615 | ECHO 2 | 1 | Closed | Line | NO | 29.2 | -0.5 | 29.3 | 212.4 | 13.8 | 0.09 | -1.83
53092 | BERNALILLO 3 | 53307 | ALBUQUERQUE 31 3 | 1 | Closed | Line | NO | -20.1 | 1.2 | 20.1 | 147.5 | 13.8 | 0.09 | -0.91
28664 | RANCHO MIRAGE 1 | 28917 | DESERT HOT SPRINGS 5 1 | 1 | Closed | Line | NO | -28.7 | -5.1 | 29.1 | 211.6 | 13.8 | 0.06 | -5.35
10063 | BREMERTON 1 2 | 10149 | OLALLA 1 | 1 | Closed | Line | NO | -22.8 | -16.9 | 28.4 | 206.4 | 13.8 | 0.03 | -1.42
53212 | WATERFLOW 1 | 53217 | WATERFLOW 6 | 1 | Closed | Transformer | YES | -144.4 | 58.8 | 155.9 | 1132.8 | 13.8 | 0.03 | 2.46
30288 | FALLON 3 2 | 30065 | RENO 19 1 | 1 | Closed | Line | NO | 32.5 | -13.8 | 35.3 | 256.4 | 13.8 | 0.13 | -11.41
13643 | MILTON FREEWATER 2 7 | 13438 | WALLA WALLA 2 8 | 1 | Closed | Line | NO | -154.8 | 17.3 | 155.8 | 1167.9 | 13.8 | 0.23 | -25
50108 | LAYTON 1 1 | 50111 | LAYTON 2 2 | 1 | Closed | Line | NO | 34.7 | 5.9 | 35.2 | 256 | 13.8 | 0 | -0.13
28643 | JAMUL 2 | 28644 | ALPINE 1 1 | 1 | Closed | Line | NO | -9.1 | 23.3 | 25 | 196.3 | 13.8 | 0.04 | -2.13
77264 | BUTTE 3 2 | 77266 | BUTTE 3 4 | 1 | Closed | TransformerWinding | YES | -49 | 19.5 | 52.7 | 383.2 | 13.8 | 0.02 | 1.16
60754 | COMMERCE CITY 3 3 | 60473 | BRIGHTON 4 1 | 1 | Closed | Line | NO | 17.4 | -11 | 20.5 | 149.4 | 13.7 | 0.02 | -1.08
60077 | HAYDEN 1 1 | 60104 | WALDEN 1 | 1 | Closed | Line | NO | 19.3 | -6 | 20.3 | 147.4 | 13.7 | 0.26 | -3.43
23273 | PINECREST 2 | 23275 | PINECREST 4 | 1 | Closed | TransformerWinding | YES | -51.3 | -12 | 52.7 | 383.2 | 13.7 | 0 | -0.2
10730 | SHELTON 3 1 | 10019 | PORT ANGELES 2 1 | 1 | Closed | Line | NO | 142.9 | -67.7 | 158.1 | 1150.4 | 13.7 | 0.44 | -56.84
40290 | PHOENIX 66 1 | 40303 | SCOTTSDALE 1 1 | 1 | Closed | Line | NO | -19.6 | -3.1 | 19.9 | 144.8 | 13.7 | 0.02 | -0.62
30254 | LAUGHLIN 2 | 40009 | BULLHEAD CITY 2 1 | 1 | Closed | Line | NO | -6.1 | -17.4 | 18.4 | 134.4 | 13.7 | 0.02 | -1
10644 | SPOKANE 7 3 | 10638 | SPOKANE 4 1 | 1 | Closed | Line | NO | 24.3 | 7.2 | 25.4 | 186 | 13.7 | 0.01 | -0.57
60680 | BURLINGTON 4 2 | 60714 | AURORA 19 2 | 1 | Closed | Line | NO | 66.3 | -22.2 | 69.9 | 509.5 | 13.7 | 0.99 | -44.45
25759 | WEST COVINA 6 1 | 25762 | WEST COVINA 6 4 | 1 | Closed | TransformerWinding | YES | 29.2 | 8.8 | 30.5 | 222.6 | 13.7 | 0 | -0.02
70008 | LYMAN 1 | 70147 | GREEN RIVER 3 1 | 1 | Closed | Line | NO | -27 | 8.3 | 28.2 | 218.1 | 13.7 | 0.15 | -4.33
50245 | SANDY 8 1 | 50186 | SANDY 5 1 | 1 | Closed | Line | NO | -30.5 | -9.9 | 32.1 | 234.1 | 13.7 | 0.01 | -0.93
10769 | ROCKPORT 1 1 | 10772 | ROCKPORT 1 4 | 1 | Closed | Transformer | YES | -41.6 | -19.1 | 45.8 | 336.7 | 13.7 | 0.01 | 0.77
23394 | BISHOP 4 4 | 23493 | NORTH FORK 2 1 | 1 | Closed | Line | NO | 21.4 | -134.7 | 136.4 | 995.4 | 13.7 | 0.16 | -74.58
53284 | HURLEY 3 | 53286 | HURLEY 5 | 1 | Closed | TransformerWinding | YES | 26.9 | 13.7 | 30.2 | 220.5 | 13.7 | 0.01 | 0.52
53285 | HURLEY 4 | 53286 | HURLEY 5 | 1 | Closed | TransformerWinding | YES | 26.9 | 13.7 | 30.2 | 220.5 | 13.7 | 0.01 | 0.52
40585 | VAIL 1 2 | 40569 | TUCSON 44 1 | 1 | Closed | Line | NO | -10.3 | 9.3 | 13.9 | 110.5 | 13.7 | 0.02 | -1.69
10313 | SEATTLE 29 3 | 10255 | SEATTLE 11 2 | 1 | Closed | Line | NO | 9.5 | -25.4 | 27.1 | 197.9 | 13.7 | 0.01 | -0.31
29057 | TWENTYNINE PALMS 3 4 | 29058 | TWENTYNINE PALMS 3 5 | 1 | Closed | TransformerWinding | YES | 10.4 | 0 | 10.4 | 76.2 | 13.7 | 0.01 | 0.17
13617 | ARLINGTON 7 2 | 13467 | ARLINGTON 4 1 | 1 | Closed | Line | NO | 28.1 | -5.1 | 28.5 | 208.6 | 13.7 | 0.02 | -0.57
10586 | MOSES LAKE 2 1 | 10899 | COULEE CITY 1 1 | 1 | Closed | Line | NO | -155.7 | -31.6 | 158.9 | 1161.1 | 13.7 | 0.28 | -17.01
23266 | LEMOORE 3 2 | 23174 | LEMOORE 1 1 | 1 | Closed | Line | NO | 24.8 | 12.7 | 27.8 | 204.5 | 13.7 | 0.02 | -0.37
40991 | ARLINGTON 11 1 | 40994 | ARLINGTON 11 4 | 1 | Closed | Transformer | YES | -84.5 | -119.7 | 146.5 | 1078.9 | 13.7 | 0.02 | 1.27
20415 | HORNBROOK 1 | 13459 | KENO 1 | 1 | Closed | Line | NO | -144.9 | -1.8 | 145 | 1071.1 | 13.7 | 0.16 | -21.81
40956 | GILA BEND 6 1 | 40830 | CHANDLER 14 12 | 1 | Closed | Line | NO | 470.5 | -50.8 | 473.2 | 4055.7 | 13.7 | 0.64 | -345.4
50357 | OREM 6 2 | 50234 | OREM 2 1 | 1 | Closed | Line | NO | 31.1 | 17.4 | 35.7 | 263.7 | 13.7 | 0.01 | -0.82
25693 | SOUTH EL MONTE 1 1 | 25720 | MONROVIA 1 2 | 1 | Closed | Line | NO | 13.8 | 16.7 | 21.7 | 199.7 | 13.6 | 0.01 | -6.76
10498 | ENUMCLAW 1 | 10433 | BONNEY LAKE 1 2 | 1 | Closed | Line | NO | -5.6 | -25.1 | 25.7 | 188.3 | 13.6 | 0.03 | -2.26
20135 | SACRAMENTO 12 1 | 20120 | SACRAMENTO 4 1 | 1 | Closed | Line | NO | -22.6 | -14.3 | 26.7 | 195.8 | 13.6 | 0.01 | -0.58
28482 | SAN DIEGO 22 1 | 28513 | NATIONAL CITY 1 3 | 1 | Closed | Line | NO | -1.8 | 23.2 | 23.3 | 173.1 | 13.6 | 0.01 | -0.32
40890 | CHANDLER 16 1 | 40693 | CHANDLER 13 1 | 1 | Closed | Line | NO | 333.1 | -90.8 | 345.2 | 2532.2 | 13.6 | 0.65 | -71.48
28035 | ANAHEIM 4 1 | 28118 | YORBA LINDA 1 1 | 1 | Closed | Line | NO | 158.1 | -2.6 | 158.1 | 1159.9 | 13.6 | 0.05 | -4.68
25713 | EL MONTE 2 1 | 28141 | CHINO HILLS 1 1 | 1 | Closed | Line | NO | 157.9 | 13.8 | 158.5 | 1182.6 | 13.6 | 0.14 | -19.04
40809 | GLENDALE 23 1 | 40816 | GLENDALE 23 8 | 1 | Closed | Transformer | YES | -74 | -35.8 | 82.2 | 610.1 | 13.6 | 0.04 | 2.05
20433 | SAMOA 2 | 20004 | ARCATA 1 | 1 | Closed | Line | NO | 26.2 | 8.4 | 27.5 | 202.8 | 13.6 | 0.04 | -0.57
40560 | TUCSON 40 2 | 40552 | TUCSON 36 1 | 1 | Closed | Line | NO | 11.8 | 13.4 | 17.8 | 134.1 | 13.6 | 0.02 | -0.56
40194 | WILLIAMS 2 1 | 40473 | FLAGSTAFF 5 1 | 1 | Closed | Line | NO | -18.2 | 9.9 | 20.8 | 180 | 13.6 | 0.1 | -6.31
60720 | VONA 2 | 60719 | VONA 1 | 1 | Closed | Transformer | YES | -19.6 | 4.6 | 20.1 | 148 | 13.6 | 0.01 | 0.23
23242 | VISALIA 4 1 | 23234 | TULARE 1 2 | 1 | Closed | Line | NO | 4.8 | -25.6 | 26 | 191.2 | 13.6 | 0.02 | -2.09
53282 | HURLEY 1 | 53286 | HURLEY 5 | 1 | Closed | TransformerWinding | YES | -53.8 | -26.6 | 60 | 440.9 | 13.6 | 0 | -0.19
53278 | BLOOMFIELD 2 1 | 60056 | DURANGO 3 1 | 1 | Closed | Line | NO | 14 | 19 | 23.6 | 340 | 13.6 | 0.08 | -25.12
77026 | LAUREL 1 | 77017 | BILLINGS 2 3 | 1 | Closed | Line | NO | -28.8 | 11.9 | 31.1 | 235.1 | 13.6 | 0.11 | -1.8
28760 | NIPTON 1 3 | 28891 | NIPTON 2 3 | 1 | Closed | Line | NO | -27.5 | -7.4 | 28.5 | 209.5 | 13.6 | 0.01 | -0.28
70083 | GUERNSEY 1 | 70094 | TORRINGTON 1 | 1 | Closed | Line | NO | -27.3 | 9.7 | 29 | 225.3 | 13.6 | 0.15 | -3.81
20309 | CAMINO 2 | 23280 | JACKSON 2 4 | 1 | Closed | Line | NO | 157.2 | -13.7 | 157.8 | 1161.1 | 13.6 | 0.36 | -27.05
10441 | MARYSVILLE 4 1 | 10495 | ARLINGTON 1 1 | 1 | Closed | Line | NO | -16.2 | 18.8 | 24.8 | 203.9 | 13.6 | 0.05 | -3.64
23374 | MOSS LANDING 1 | 23382 | MOSS LANDING 9 | 1 | Closed | Transformer | YES | -211.4 | 30.1 | 213.5 | 1572 | 13.6 | 0.05 | 4.21
10046 | OLYMPIA 5 1 | 10060 | LACEY 2 1 | 1 | Closed | Line | NO | 27.1 | 8.4 | 28.4 | 209.4 | 13.6 | 0.02 | -0.35
74317 | GRACE 2 1 | 50204 | LOGAN 2 2 | 1 | Closed | Line | NO | -131.3 | -58.2 | 143.6 | 1057.9 | 13.6 | 0.43 | -56.85
60606 | AKRON 1 | 60732 | BRUSH 2 2 | 1 | Closed | Line | NO | -20.3 | -1.6 | 20.4 | 150.8 | 13.6 | 0.08 | -3.16
40152 | PHOENIX 4 3 | 40298 | PHOENIX 68 1 | 1 | Closed | Line | NO | 290.9 | 166.1 | 335 | 2569.8 | 13.6 | 0.18 | -26.54
60071 | PAONIA 1 | 60064 | HOTCHKISS 1 | 1 | Closed | Line | NO | 19.3 | -2.4 | 19.4 | 143.1 | 13.6 | 0.02 | -0.91
28480 | SAN DIEGO 21 1 | 28488 | SAN DIEGO 25 2 | 1 | Closed | Line | NO | -22.6 | -15.3 | 27.3 | 201.2 | 13.6 | 0.01 | -0.13
13305 | GLADSTONE 1 | 13296 | PORTLAND 28 1 | 1 | Closed | Line | NO | -30.2 | 4.1 | 30.5 | 225.3 | 13.6 | 0.02 | -0.25
13256 | LAKE OSWEGO 1 3 | 13207 | BEAVERTON 5 2 | 1 | Closed | Line | NO | -28.3 | 0.4 | 28.3 | 208.8 | 13.6 | 0.01 | -0.74
30018 | RENO 6 1 | 30042 | RENO 15 2 | 1 | Closed | Line | NO | -35.1 | -10.4 | 36.6 | 270 | 13.5 | 0.04 | -1.74
77252 | THOMPSON FALLS 2 1 | 77272 | NOXON 1 | 1 | Closed | Line | NO | -97.4 | 72 | 121.1 | 1036.9 | 13.5 | 0.23 | -29.08
30044 | RENO 16 1 | 30398 | RENO 23 1 | 1 | Closed | Line | NO | -29.3 | -18.4 | 34.6 | 255.3 | 13.5 | 0.03 | -1.58
23431 | LODI 6 1 | 20513 | SACRAMENTO 36 6 | 1 | Closed | Line | NO | -539 | -111.4 | 550.4 | 4064.9 | 13.5 | 0.39 | -152.02
60215 | SEDALIA 3 | 60411 | CASTLE ROCK 2 1 | 1 | Closed | Line | NO | 18.7 | 4.8 | 19.3 | 145.9 | 13.5 | 0.05 | -1.74
28544 | CHULA VISTA 1 2 | 28484 | SAN DIEGO 23 1 | 1 | Closed | Line | NO | 26.4 | -9.6 | 28.1 | 207.8 | 13.5 | 0.02 | -0.41
25626 | DOWNEY 3 2 | 25507 | LOS ANGELES 60 1 | 1 | Closed | Line | NO | 1.9 | 22.8 | 22.9 | 170 | 13.5 | 0 | -0.13
28879 | BLYTHE 2 1 | 28887 | BLYTHE 2 9 | 1 | Closed | Transformer | YES | -196.1 | 26 | 197.9 | 1463.6 | 13.5 | 0.05 | 4.1
20425 | YUBA CITY 6 3 | 20334 | YUBA CITY 5 4 | 1 | Closed | Line | NO | 0.5 | 23.3 | 23.3 | 172.7 | 13.5 | 0 | -0.01
50439 | MAGNA 3 2 | 50054 | MAGNA 1 1 | 1 | Closed | Line | NO | 34.5 | 6.7 | 35.2 | 261.2 | 13.5 | 0.06 | -0.86
26162 | MC KITTRICK 2 3 | 26161 | MC KITTRICK 2 2 | 1 | Closed | Transformer | YES | -33.1 | 29.5 | 44.3 | 328.1 | 13.5 | 0.01 | 0.41
28114 | IRVINE 2 1 | 28030 | HUNTINGTON BEACH 6 1 | 1 | Closed | Line | NO | -27.3 | -0.4 | 27.3 | 202.3 | 13.5 | 0.01 | -0.23
40247 | PHOENIX 51 2 | 40284 | PHOENIX 65 1 | 1 | Closed | Line | NO | 20.6 | -3.4 | 20.9 | 155 | 13.5 | 0 | -0.12
28879 | BLYTHE 2 1 | 28886 | BLYTHE 2 8 | 1 | Closed | Transformer | YES | -196.2 | 24.3 | 197.7 | 1464.9 | 13.5 | 0.03 | 2.42
40674 | TEEC NOS POS 1 | 50353 | MONTEZUMA CREEK 2 | 1 | Closed | Line | NO | -18.9 | 0.3 | 18.9 | 142.9 | 13.5 | 0.13 | -2.84
77022 | BILLINGS 5 1 | 77023 | BILLINGS 6 1 | 1 | Closed | Line | NO | 28.2 | 3.3 | 28.3 | 210.6 | 13.5 | 0.03 | -0.72
26103 | LONG BEACH 27 10 | 29039 | HUNTINGTON BEACH 7 1 | 1 | Closed | Line | NO | 530.1 | 64.4 | 534 | 4036.5 | 13.5 | 0.13 | -59.61
28879 | BLYTHE 2 1 | 28885 | BLYTHE 2 7 | 1 | Closed | Transformer | YES | -196.2 | 24.1 | 197.7 | 1466.2 | 13.5 | 0.03 | 2.27
40368 | CHANDLER 10 1 | 40866 | CASA GRANDE 5 1 | 1 | Closed | Line | NO | -307.3 | -11.7 | 307.5 | 2312.8 | 13.5 | 0.28 | -62.18
60111 | FRISCO 1 | 60124 | FAIRPLAY 2 | 1 | Closed | Line | NO | 16.1 | 9 | 18.5 | 146.2 | 13.5 | 0.04 | -2.37
26035 | OXNARD 13 1 | 25824 | OXNARD 9 1 | 1 | Closed | Line | NO | -1.6 | -533.2 | 533.2 | 3958.6 | 13.5 | 0.08 | -51.8
13666 | CASCADE LOCKS 1 | 13674 | CASCADE LOCKS 9 | 1 | Closed | Transformer | YES | -193.6 | 13.4 | 194.1 | 1441.3 | 13.5 | 0.05 | 3.89
40535 | TUCSON 28 1 | 40536 | TUCSON 29 1 | 1 | Closed | Line | NO | 19 | -0.9 | 19 | 141.3 | 13.5 | 0 | -0.26
13496 | THE DALLES 2 1 | 13503 | THE DALLES 2 8 | 1 | Closed | Transformer | YES | -231.1 | 21.5 | 232.1 | 1724.6 | 13.5 | 0.05 | 3.87
60387 | DENVER 37 3 | 60337 | DENVER 21 1 | 1 | Closed | Line | NO | 64.1 | 16.8 | 66.3 | 498.3 | 13.4 | 0.07 | -2.83
28960 | DAGGETT 2 | 28959 | DAGGETT 1 | 1 | Closed | Transformer | YES | -46.2 | 6.7 | 46.7 | 347.4 | 13.4 | 0.01 | 0.67
53158 | LOS LUNAS 1 3 | 53171 | PUEBLO OF ACOMA 1 | 1 | Closed | Line | NO | -21.1 | -0.1 | 21.1 | 159.6 | 13.4 | 0.14 | -3.23
10802 | KIRKLAND 5 2 | 10804 | KIRKLAND 5 4 | 1 | Closed | TransformerWinding | YES | 10.2 | 4.6 | 11.2 | 83.5 | 13.4 | 0 | 0.16
50050 | TOOELE 2 1 | 50049 | TOOELE 1 1 | 1 | Closed | Line | NO | 29.3 | 8.5 | 30.5 | 229.9 | 13.4 | 0.03 | -1.46
28165 | LAGUNA HILLS 1 2 | 28205 | RANCHO SANTA MARGARITA 1 1 | 1 | Closed | Line | NO | -26.4 | -5.1 | 26.9 | 200 | 13.4 | 0.01 | -0.36
28028 | GARDEN GROVE 3 2 | 28070 | SANTA ANA 2 1 | 1 | Closed | Line | NO | -28.2 | -4.2 | 28.5 | 212.2 | 13.4 | 0.02 | -0.89
13666 | CASCADE LOCKS 1 | 13670 | CASCADE LOCKS 5 | 1 | Closed | Transformer | YES | -193.6 | 11.6 | 194 | 1445.5 | 13.4 | 0.03 | 2.08
30190 | NORTH LAS VEGAS 7 1 | 30236 | HENDERSON 10 2 | 1 | Closed | Line | NO | -33.5 | -6.7 | 34.2 | 254.9 | 13.4 | 0.02 | -1.74
13643 | MILTON FREEWATER 2 7 | 13481 | UNION 2 1 | 1 | Closed | Line | NO | 148 | -37.5 | 152.6 | 1174.9 | 13.4 | 0.63 | -93.11
70001 | THAYNE 1 | 74191 | VICTOR 1 1 | 1 | Closed | Line | NO | -24.7 | 2.5 | 24.8 | 219.7 | 13.4 | 0.08 | -13.43
10611 | COULEE DAM 2 | 10595 | OMAK 1 | 1 | Closed | Line | NO | 27.5 | -7.1 | 28.4 | 211.9 | 13.4 | 0.14 | -5.27
74018 | PRIEST RIVER 1 | 74056 | SAGLE 1 | 1 | Closed | Line | NO | -28.4 | -2.7 | 28.5 | 217.8 | 13.4 | 0.08 | -8.93
30019 | RENO 7 1 | 30022 | RENO 8 2 | 1 | Closed | Line | NO | 31.3 | 6.7 | 32 | 239.3 | 13.4 | 0.01 | -0.24
23184 | FRESNO 14 1 | 23408 | FRESNO 24 3 | 1 | Closed | Line | NO | 154 | 10.4 | 154.3 | 1162.8 | 13.4 | 0.11 | -13.72
77281 | FAIRFIELD 7 3 | 77116 | CUT BANK 1 | 1 | Closed | Line | NO | 0.3 | 17.2 | 17.2 | 168.8 | 13.4 | 0.04 | -5.44
13367 | KLAMATH FALLS 1 2 | 13375 | CHILOQUIN 2 | 1 | Closed | Line | NO | -27.1 | 4.4 | 27.4 | 216.8 | 13.4 | 0.31 | -5.23
10333 | SEATTLE 40 1 | 10427 | EVERETT 8 1 | 1 | Closed | Line | NO | -148.3 | -34.5 | 152.3 | 1137.8 | 13.4 | 0.09 | -11.73
11012 | GRAND COULEE 2 | 10970 | FORD 1 1 | 1 | Closed | Line | NO | 15.4 | 95 | 96.3 | 1100 | 13.4 | 0.31 | -51.41
28312 | VICTORVILLE 4 1 | 28315 | VICTORVILLE 4 4 | 1 | Closed | TransformerWinding | YES | 29.9 | 2.1 | 30 | 224.4 | 13.4 | 0 | -0.06
50458 | DUTCH JOHN 1 | 50435 | EVANSTON 2 7 | 1 | Closed | Line | NO | 338.4 | -92.3 | 350.7 | 2621.9 | 13.4 | 1.02 | -160.73
40851 | TUCSON 50 1 | 40854 | TUCSON 50 4 | 1 | Closed | Transformer | YES | -172.6 | -77.3 | 189.1 | 1424.7 | 13.4 | 0.05 | 3.46
40686 | SAINT MICHAELS 1 | 40692 | WINDOW ROCK 1 | 1 | Closed | Line | NO | -19.1 | 2.7 | 19.3 | 148 | 13.4 | 0.08 | -1.95
74158 | ABERDEEN 3 1 | 74303 | AMERICAN FALLS 3 1 | 1 | Closed | Line | NO | -27 | -0.7 | 27 | 211.8 | 13.4 | 0.03 | -9.11
26088 | WELDON 2 | 25899 | TEHACHAPI 3 1 | 1 | Closed | Line | NO | -27 | -5.3 | 27.5 | 206 | 13.4 | 0.05 | -1.54
60752 | COMMERCE CITY 3 1 | 60724 | DENVER 55 1 | 1 | Closed | Line | NO | 352.8 | -29.7 | 354 | 2649.5 | 13.4 | 0.32 | -35.62
40039 | LAKE HAVASU CITY 3 2 | 40038 | LAKE HAVASU CITY 3 1 | 1 | Closed | Transformer | YES | -87.8 | -7.2 | 88 | 659.9 | 13.4 | 0.02 | 1.17
21660 | BYRON 1 | 21662 | BYRON 3 | 1 | Closed | Transformer | YES | -49.7 | -24.3 | 55.3 | 417.9 | 13.4 | 0.02 | 1.13
60713 | AURORA 19 1 | 60716 | AURORA 19 4 | 1 | Closed | Transformer | YES | -66.3 | -100 | 120 | 906.6 | 13.4 | 0.02 | 1.27
13596 | OXBOW 2 3 | 13595 | OXBOW 2 2 | 1 | Closed | Transformer | YES | -47.4 | 10.9 | 48.6 | 364.3 | 13.4 | 0.01 | 0.65
20029 | LAKEPORT 1 | 20023 | UKIAH 1 2 | 1 | Closed | Line | NO | -28 | -6.5 | 28.7 | 215.2 | 13.3 | 0.08 | -5.64
20280 | SOUTH LAKE TAHOE 1 1 | 20281 | SOUTH LAKE TAHOE 2 1 | 1 | Closed | Line | NO | -27.4 | 4.1 | 27.7 | 208.3 | 13.3 | 0.01 | -0.37
28279 | RIVERSIDE 6 1 | 28263 | FONTANA 6 1 | 1 | Closed | Line | NO | -27.5 | 2.7 | 27.6 | 207.6 | 13.3 | 0.02 | -0.45
74258 | HAGERMAN 4 2 | 74227 | HAGERMAN 2 2 | 1 | Closed | Line | NO | 12.9 | 19.4 | 23.3 | 180.9 | 13.3 | 0.02 | -1.07
28780 | SAN DIEGO 49 8 | 28978 | SAN DIEGO 52 1 | 1 | Closed | Line | NO | 143.2 | -52.7 | 152.6 | 1143.9 | 13.3 | 0.04 | -3.82
60724 | DENVER 55 1 | 60718 | AURORA 19 6 | 1 | Closed | Line | NO | -224.5 | -242.1 | 330.2 | 2474.7 | 13.3 | 0.19 | -40.4
10131 | VANCOUVER 8 1 | 10105 | VANCOUVER 5 3 | 1 | Closed | Line | NO | 27.8 | -3.3 | 28 | 209.8 | 13.3 | 0 | -0.15
28978 | SAN DIEGO 52 1 | 28548 | SAN DIEGO 41 1 | 1 | Closed | Line | NO | -150.4 | -35.4 | 154.6 | 1158.8 | 13.3 | 0.12 | -7.64
80077 | EL PASO 35 2 | 80074 | EL PASO 34 1 | 1 | Closed | Line | NO | 20.9 | -4.4 | 21.4 | 160.4 | 13.3 | 0.02 | -0.23
20323 | BURNEY 2 1 | 20354 | BIG BEND 1 2 | 1 | Closed | Line | NO | 27.3 | -1.9 | 27.4 | 205.6 | 13.3 | 0.03 | -0.9
74279 | IDAHO FALLS 9 1 | 74177 | IDAHO FALLS 5 1 | 1 | Closed | Line | NO | 24.5 | 16 | 29.3 | 226 | 13.3 | 0.03 | -1.52
13372 | KLAMATH FALLS 3 1 | 13383 | MALIN 1 | 1 | Closed | Line | NO | 25.1 | -13.4 | 28.5 | 213.6 | 13.3 | 0.06 | -1.68
13194 | WOODBURN 1 3 | 13237 | WILSONVILLE 1 | 1 | Closed | Line | NO | -20 | 22.3 | 29.9 | 228.6 | 13.3 | 0.04 | -0.67
50356 | OREM 6 1 | 50263 | PLEASANT GROVE 2 1 | 1 | Closed | Line | NO | 332.4 | -66.6 | 339 | 2542.7 | 13.3 | 0.15 | -32.85
60779 | LIMON 5 2 | 60720 | VONA 2 | 1 | Closed | Line | NO | -19.6 | 3.5 | 19.9 | 151.2 | 13.3 | 0.02 | -1.02
53035 | ALAMOGORDO 1 1 | 53052 | CHAPARRAL 1 | 1 | Closed | Line | NO | 19.2 | -6.5 | 20.3 | 152.1 | 13.3 | 0.22 | -9.41
28711 | HOLTVILLE 1 1 | 28731 | HOLTVILLE 2 2 | 1 | Closed | Line | NO | -13.5 | -20 | 24.1 | 181.1 | 13.3 | 0.06 | -1.28
28175 | CHINO 3 1 | 28181 | ONTARIO 3 1 | 1 | Closed | Line | NO | 27.5 | 0.7 | 27.5 | 206.4 | 13.3 | 0.01 | -0.39
74013 | LEWISTON 2 1 | 13446 | ENTERPRISE 1 1 | 1 | Closed | Line | NO | 23.6 | -17.7 | 29.5 | 221.3 | 13.3 | 0.12 | -7.9
25010 | PASO ROBLES 2 2 | 25008 | PASO ROBLES 1 1 | 1 | Closed | Line | NO | 26.8 | -1.2 | 26.9 | 201.8 | 13.3 | 0.03 | -0.94
74273 | AHSAHKA 2 | 74275 | AHSAHKA 4 | 1 | Closed | TransformerWinding | YES | -50.4 | 2.2 | 50.4 | 378.8 | 13.3 | 0 | -0.14
13176 | BEAVERTON 2 1 | 13218 | PORTLAND 3 3 | 1 | Closed | Line | NO | 22.2 | -15.6 | 27.2 | 204.5 | 13.3 | 0.01 | -0.7
20088 | RIO VISTA 1 1 | 21565 | OAKLEY 2 1 | 1 | Closed | Line | NO | 26.2 | 4 | 26.5 | 201.3 | 13.3 | 0.08 | -1.71
60781 | LIMON 5 4 | 60666 | LIMON 3 2 | 1 | Closed | Line | NO | 61.9 | -25.1 | 66.7 | 501.9 | 13.3 | 0.02 | -1.06
10645 | COLFAX 1 1 | 10826 | POMEROY 1 3 | 1 | Closed | Line | NO | -27.7 | -2.7 | 27.8 | 209.3 | 13.3 | 0.04 | -4.77
30057 | SPARKS 4 1 | 30282 | SPARKS 8 2 | 1 | Closed | Line | NO | -34.4 | -2.7 | 34.5 | 259.9 | 13.3 | 0.07 | -2.87
23443 | TURLOCK 5 2 | 23123 | ATWATER 2 1 | 1 | Closed | Line | NO | 157.5 | -29.1 | 160.2 | 1205.8 | 13.3 | 0.36 | -14.92
10719 | WENATCHEE 4 3 | 10558 | EAST WENATCHEE 1 1 | 1 | Closed | Line | NO | 23.8 | 11.5 | 26.4 | 205.7 | 13.3 | 0.04 | -1.95
53073 | ALBUQUERQUE 5 1 | 53082 | ALBUQUERQUE 10 1 | 1 | Closed | Line | NO | -18 | 5.9 | 18.9 | 148.1 | 13.3 | 0.03 | -2.01
13637 | MILTON FREEWATER 2 1 | 13641 | MILTON FREEWATER 2 5 | 1 | Closed | Transformer | YES | -49.2 | 9.8 | 50.2 | 378 | 13.3 | 0.01 | 0.71
21026 | SANTA ROSA 4 1 | 21035 | SANTA ROSA 7 1 | 1 | Closed | Line | NO | 150 | -3.6 | 150 | 1137.8 | 13.3 | 0.09 | -21.27
10590 | RICHLAND 2 1 | 10810 | RICHLAND 4 3 | 1 | Closed | Line | NO | -23.5 | -14.9 | 27.8 | 209.5 | 13.3 | 0.06 | -1.57
30210 | HENDERSON 3 1 | 30368 | BOULDER CITY 5 1 | 1 | Closed | Line | NO | -33.1 | -5.8 | 33.6 | 253.5 | 13.3 | 0.03 | -2.97
23387 | FIREBAUGH 2 2 | 23499 | FIREBAUGH 4 1 | 1 | Closed | Line | NO | -26.4 | 13.2 | 29.5 | 222.3 | 13.3 | 0 | -0.03
13496 | THE DALLES 2 1 | 13499 | THE DALLES 2 4 | 1 | Closed | Transformer | YES | -229.3 | 23.7 | 230.5 | 1738.7 | 13.3 | 0.08 | 6.04
40846 | PHOENIX 74 7 | 40794 | PHOENIX 73 1 | 1 | Closed | Line | NO | 477.2 | 34 | 478.4 | 4042.9 | 13.3 | 0.38 | -210.84
21276 | LOS ALTOS 1 2 | 21292 | PALO ALTO 2 1 | 1 | Closed | Line | NO | 29.1 | 4.6 | 29.5 | 224.2 | 13.3 | 0.01 | -1.24
25172 | SIMI VALLEY 1 2 | 25212 | WINNETKA 1 1 | 1 | Closed | Line | NO | 4 | -23.1 | 23.4 | 176.7 | 13.3 | 0.01 | -1.46
13439 | LA GRANDE 1 | 13440 | ELGIN 1 | 1 | Closed | Line | NO | -27.3 | -2.4 | 27.4 | 208.5 | 13.2 | 0.15 | -5.72
30068 | WELLINGTON 1 1 | 30072 | YERINGTON 1 1 | 1 | Closed | Line | NO | 31.7 | 5.8 | 32.2 | 244.9 | 13.2 | 0.05 | -1.45
28705 | CALEXICO 2 1 | 29023 | CALEXICO 5 3 | 1 | Closed | Line | NO | -27.4 | -3.1 | 27.5 | 208 | 13.2 | 0.03 | -5.03
77163 | VICTOR 2 3 | 77155 | HAMILTON 1 | 1 | Closed | Line | NO | 23.6 | 16.2 | 28.6 | 226.4 | 13.2 | 0.11 | -2.43
77126 | CLINTON 2 1 | 77134 | MISSOULA 2 2 | 1 | Closed | Line | NO | -26.7 | -6.1 | 27.4 | 206.9 | 13.2 | 0.06 | -2.89
40247 | PHOENIX 51 2 | 40223 | PHOENIX 36 1 | 1 | Closed | Line | NO | 17.6 | 19.9 | 26.5 | 205.7 | 13.2 | 0.01 | -0.95
60804 | MONTROSE 4 1 | 60807 | MONTROSE 4 4 | 1 | Closed | Transformer | YES | -75.2 | -31.7 | 81.6 | 622 | 13.2 | 0.02 | 1.52
74201 | HAGERMAN 1 3 | 74202 | HAGERMAN 1 4 | 1 | Closed | TransformerWinding | YES | 10.2 | -0.7 | 10.2 | 77.2 | 13.2 | 0 | 0.08
23063 | MANTECA 3 2 | 23402 | LATHROP 2 1 | 1 | Closed | Line | NO | -27 | -2.7 | 27.1 | 205.4 | 13.2 | 0.04 | -0.92
10825 | POMEROY 1 2 | 10793 | ROSALIA 5 | 1 | Closed | Line | NO | 121.7 | 30.4 | 125.4 | 1030.2 | 13.2 | 0.33 | -31.24
60785 | PUEBLO 13 1 | 60801 | MOSCA 1 | 1 | Closed | Line | NO | 348.6 | -150 | 379.5 | 2873.7 | 13.2 | 1.32 | -271.95
77232 | POLSON 2 1 | 77237 | POLSON 2 6 | 1 | Closed | Transformer | YES | -47.1 | -20.8 | 51.5 | 393 | 13.2 | 0.02 | 0.99
28905 | OCOTILLO 3 | 28904 | OCOTILLO 2 | 1 | Closed | Transformer | YES | -46.8 | -4.2 | 47 | 356.2 | 13.2 | 0.01 | 0.5
40597 | SAN CARLOS 3 1 | 40570 | GLOBE 1 1 | 1 | Closed | Line | NO | 18.5 | 6.3 | 19.6 | 149 | 13.2 | 0.07 | -0.48
77272 | NOXON 1 | 74234 | CLARK FORK 1 | 1 | Closed | Line | NO | 77.3 | -129.5 | 150.8 | 1142.5 | 13.2 | 0.13 | -19.26
20476 | REDDING 10 1 | 20479 | REDDING 10 4 | 1 | Closed | Transformer | YES | -53.7 | 5.4 | 53.9 | 408.7 | 13.2 | 0.01 | 0.94
26236 | ROSAMOND 7 1 | 25886 | LANCASTER 7 3 | 1 | Closed | Line | NO | -27.7 | -2.2 | 27.8 | 210.3 | 13.2 | 0.01 | -0.28
23457 | TRACY 8 8 | 20308 | CAMINO 1 | 1 | Closed | Line | NO | -517.8 | -179.1 | 547.9 | 4152.7 | 13.2 | 0.63 | -332.79
25230 | NORTHRIDGE 3 1 | 25227 | RESEDA 2 4 | 1 | Closed | Line | NO | 17.9 | 18.9 | 26.1 | 198.5 | 13.2 | 0.01 | -0.16
77214 | HARDIN 2 1 | 77217 | HARDIN 2 4 | 1 | Closed | Transformer | YES | -43.2 | -23.4 | 49.1 | 374.7 | 13.2 | 0.01 | 0.64
25238 | SANTA CLARITA 2 1 | 25271 | CANYON COUNTRY 1 2 | 1 | Closed | Line | NO | 27.5 | 1 | 27.6 | 209.9 | 13.2 | 0.02 | -1.79
25055 | SANTA BARBARA 2 1 | 25047 | SOLVANG 1 | 1 | Closed | Line | NO | -26.5 | -0.5 | 26.5 | 202.6 | 13.2 | 0.09 | -3.42
30148 | LAS VEGAS 31 1 | 30164 | LAS VEGAS 39 1 | 1 | Closed | Line | NO | -28.7 | -15.4 | 32.6 | 247.5 | 13.2 | 0.01 | -0.21
77202 | FAIRFIELD 5 1 | 77287 | KEVIN 1 | 1 | Closed | Line | NO | -137.3 | 4.1 | 137.3 | 1066.2 | 13.2 | 0.16 | -25.17
28039 | ANAHEIM 5 2 | 28107 | PLACENTIA 2 1 | 1 | Closed | Line | NO | 20.1 | 17.3 | 26.5 | 202.4 | 13.2 | 0.01 | -0.27
25488 | LOS ANGELES 53 1 | 25660 | PICO RIVERA 1 1 | 1 | Closed | Line | NO | -20 | 16.1 | 25.7 | 200.6 | 13.2 | 0.01 | -1.08
28739 | DESERT CENTER 3 | 28738 | DESERT CENTER 2 | 1 | Closed | Transformer | YES | -49.6 | -0.5 | 49.6 | 376.7 | 13.2 | 0.01 | 0.58
40760 | SAINT JOHNS 2 1 | 40938 | JOSEPH CITY 2 8 | 1 | Closed | Line | NO | 480.5 | -229.1 | 532.3 | 4045.5 | 13.2 | 0.73 | -317.23
50389 | MILFORD 2 1 | 50391 | MILFORD 2 3 | 1 | Closed | Transformer | YES | -9.5 | 0.2 | 9.5 | 72.1 | 13.2 | 0 | 0.16
40682 | TSAILE 1 | 53211 | SHIPROCK 1 | 1 | Closed | Line | NO | -19 | -3.1 | 19.3 | 147.7 | 13.2 | 0.1 | -6.61
28556 | WINCHESTER 1 | 28568 | HEMET 1 1 | 1 | Closed | Line | NO | -7.1 | -23.7 | 24.8 | 188.3 | 13.1 | 0.02 | -0.65
70046 | CASPER 2 1 | 70044 | CASPER 1 1 | 1 | Closed | Line | NO | -1.7 | -23.9 | 24 | 182.5 | 13.1 | 0.03 | -0.98
13426 | PENDLETON 1 | 13425 | PILOT ROCK 1 | 1 | Closed | Line | NO | 25.2 | -11.2 | 27.6 | 209.6 | 13.1 | 0.12 | -1.88
40846 | PHOENIX 74 7 | 40898 | GILBERT 12 1 | 1 | Closed | Line | NO | 392.9 | -32.8 | 394.3 | 4049.4 | 13.1 | 0.46 | -392.34
74128 | FILER 1 | 74134 | JEROME 2 | 1 | Closed | Line | NO | 23.7 | 13.6 | 27.3 | 216.2 | 13.1 | 0.06 | -2.24
40687 | RED VALLEY 1 | 40681 | LUKACHUKAI 2 | 1 | Closed | Line | NO | 19.2 | -2.8 | 19.4 | 147.9 | 13.1 | 0.03 | -4.2
28273 | RIVERSIDE 3 1 | 28245 | CORONA 8 1 | 1 | Closed | Line | NO | -27.8 | -5.7 | 28.3 | 215.9 | 13.1 | 0.01 | -0.94
77115 | BUTTE 2 1 | 77108 | WHITEHALL 3 | 1 | Closed | Line | NO | 23.4 | -14.6 | 27.6 | 210.2 | 13.1 | 0.05 | -4.08
60836 | DENVER 57 1 | 60841 | DENVER 57 6 | 1 | Closed | Transformer | YES | -64.4 | -32.4 | 72.1 | 551.6 | 13.1 | 0.01 | 0.52
10259 | SEATTLE 12 1 | 10839 | TACOMA 21 2 | 1 | Closed | Line | NO | -23.3 | -14.7 | 27.5 | 210 | 13.1 | 0.04 | -1.4
74262 | AMERICAN FALLS 2 1 | 74156 | AMERICAN FALLS 1 1 | 1 | Closed | Line | NO | -26.5 | 6.1 | 27.2 | 209.4 | 13.1 | 0.02 | -0.85
50285 | MAPLETON 1 | 50274 | PROVO 4 2 | 1 | Closed | Line | NO | -31.8 | 2.9 | 32 | 244.4 | 13.1 | 0.01 | -0.59
77021 | ROUNDUP 1 | 77249 | SHAWMUT 1 | 1 | Closed | Line | NO | 29.6 | -9.6 | 31.2 | 237.9 | 13.1 | 0.19 | -7.24
74177 | IDAHO FALLS 5 1 | 74173 | IDAHO FALLS 3 1 | 1 | Closed | Line | NO | 25 | 11.9 | 27.7 | 216.1 | 13.1 | 0.04 | -1.33
30368 | BOULDER CITY 5 1 | 30339 | BOULDER CITY 4 2 | 1 | Closed | Line | NO | -33.2 | -2.8 | 33.3 | 254.1 | 13.1 | 0.01 | -0.24
60522 | COLORADO SPRINGS 23 1 | 60453 | COLORADO SPRINGS 7 1 | 1 | Closed | Line | NO | 0 | 13.7 | 13.7 | 106.7 | 13.1 | 0.01 | -0.26
28902 | CALIPATRIA 6 1 | 28986 | CALIPATRIA 9 1 | 1 | Closed | Line | NO | 27.5 | -5.7 | 28.1 | 214.6 | 13.1 | 0 | -0.07
25252 | NORTH HILLS 1 1 | 25299 | VAN NUYS 7 1 | 1 | Closed | Line | NO | 25.1 | -10.1 | 27.1 | 207 | 13.1 | 0.02 | -1.05
13187 | SPRINGFIELD 3 3 | 13563 | SPRINGFIELD 5 2 | 1 | Closed | Line | NO | -24.2 | 0.6 | 24.2 | 185.7 | 13.1 | 0.03 | -1.02
74008 | MOSCOW 1 1 | 74022 | POTLATCH 1 | 1 | Closed | Line | NO | 16.9 | -17.8 | 24.6 | 188 | 13.1 | 0.06 | -4.73
70011 | DUBOIS 1 | 70006 | JACKSON 3 1 | 1 | Closed | Line | NO | 32.6 | -3.9 | 32.8 | 250.9 | 13.1 | 0.44 | -2.9
60247 | LONGMONT 3 1 | 60187 | LONGMONT 1 1 | 1 | Closed | Line | NO | -14.2 | 12.2 | 18.7 | 147.8 | 13.1 | 0.02 | -0.87
74160 | POCATELLO 1 1 | 74262 | AMERICAN FALLS 2 1 | 1 | Closed | Line | NO | -26.5 | -0.9 | 26.5 | 208.3 | 13.1 | 0.05 | -7.03
77160 | DARBY 1 | 77135 | CORVALLIS 4 1 | 1 | Closed | Line | NO | -17.2 | 7.1 | 18.6 | 200.4 | 13.1 | 0.08 | -12.62
60310 | PENROSE 1 | 60219 | FLORENCE 4 1 | 1 | Closed | Line | NO | 20.3 | -3.3 | 20.5 | 157.2 | 13.1 | 0.06 | -1.04
74296 | GLENNS FERRY 3 2 | 74270 | GLENNS FERRY 1 1 | 1 | Closed | Line | NO | 27.1 | 12.1 | 29.7 | 235.2 | 13.1 | 0.02 | -2.35
30072 | YERINGTON 1 1 | 30381 | LUNING 1 | 1 | Closed | Line | NO | -30 | 2.6 | 30.1 | 252.4 | 13.1 | 0.16 | -10.63
30309 | FALLON 5 1 | 30078 | LOVELOCK 1 | 1 | Closed | Line | NO | -31.4 | -12.2 | 33.7 | 258.2 | 13 | 0.18 | -17.62
40417 | MESA 15 1 | 40447 | MESA 23 1 | 1 | Closed | Line | NO | -9.7 | 13.3 | 16.4 | 133.7 | 13 | 0.02 | -1.21
23409 | SHAVER LAKE 1 1 | 23493 | NORTH FORK 2 1 | 1 | Closed | Line | NO | -138.1 | 22.5 | 139.9 | 1086 | 13 | 0.05 | -8.52
23242 | VISALIA 4 1 | 23245 | FARMERSVILLE 2 | 1 | Closed | Line | NO | -26.7 | 7.8 | 27.8 | 214.7 | 13 | 0.04 | -0.39
50074 | CLEARFIELD 1 1 | 50069 | SYRACUSE 2 | 1 | Closed | Line | NO | -30.7 | -13.5 | 33.5 | 257.3 | 13 | 0.03 | -1.25
10734 | TACOMA 19 1 | 10738 | TACOMA 19 5 | 1 | Closed | Transformer | YES | -158.5 | -78.6 | 176.9 | 1366.9 | 13 | 0.03 | 2.39
10734 | TACOMA 19 1 | 10737 | TACOMA 19 4 | 1 | Closed | Transformer | YES | -158.5 | -78.7 | 176.9 | 1367.6 | 13 | 0.03 | 2.34
21386 | FAIRFIELD 3 2 | 21365 | VACAVILLE 1 1 | 1 | Closed | Line | NO | 22.7 | 12.8 | 26.1 | 202.4 | 13 | 0.02 | -0.56
53009 | RIBERA 2 | 53013 | PECOS 1 | 1 | Closed | Line | NO | 17.8 | -2.9 | 18.1 | 138.8 | 13 | 0.08 | -2.78
26153 | TUPMAN 2 2 | 26156 | TUPMAN 2 5 | 1 | Closed | TransformerWinding | YES | -181 | 7.5 | 181.1 | 1393.2 | 13 | -0.06 | -4.62
28841 | ESCONDIDO 10 1 | 28845 | ESCONDIDO 10 5 | 1 | Closed | Transformer | YES | -185.5 | 24.5 | 187.1 | 1438.1 | 13 | 0.05 | 3.82
40547 | TUCSON 34 3 | 40544 | TUCSON 33 1 | 1 | Closed | Line | NO | 18 | -3.7 | 18.4 | 141.3 | 13 | 0.01 | -0.47
77230 | HELENA 4 3 | 77193 | ANACONDA 2 1 | 1 | Closed | Line | NO | -27.4 | 28.5 | 39.6 | 994.4 | 13 | 0.17 | -97.89
74234 | CLARK FORK 1 | 74239 | CLARK FORK 6 | 1 | Closed | Transformer | YES | -47.5 | -12.8 | 49.2 | 379.8 | 13 | 0.01 | 0.65
13481 | UNION 2 1 | 74250 | CAMBRIDGE 1 | 1 | Closed | Line | NO | 81.2 | 57.9 | 99.8 | 1123.4 | 13 | 0.27 | -63.74
10529 | YAKIMA 2 1 | 10535 | YAKIMA 5 2 | 1 | Closed | Line | NO | 19 | -18.2 | 26.3 | 202.4 | 13 | 0.04 | -2.15
60029 | NORWOOD 1 | 60000 | DOVE CREEK 1 | 1 | Closed | Line | NO | 18.9 | -5 | 19.6 | 150.5 | 13 | 0.15 | -3.22
74080 | KUNA 1 2 | 74089 | BOISE 6 1 | 1 | Closed | Line | NO | -24.6 | 8.7 | 26.1 | 206.2 | 13 | 0.03 | -1.96
28841 | ESCONDIDO 10 1 | 28846 | ESCONDIDO 10 6 | 1 | Closed | Transformer | YES | -185.5 | 23.1 | 187 | 1437.9 | 13 | 0.03 | 2.41
30216 | HENDERSON 7 1 | 30223 | HENDERSON 9 1 | 1 | Closed | Line | NO | -29.7 | 6.4 | 30.4 | 247.3 | 13 | 0.01 | -5.84
28635 | RAMONA 1 1 | 28637 | RAMONA 2 1 | 1 | Closed | Line | NO | 27.1 | 1.7 | 27.2 | 211.3 | 13 | 0.01 | -2.73
77255 | COLSTRIP 2 2 | 77001 | FORSYTH 1 | 1 | Closed | Line | NO | -26.1 | -5.7 | 26.7 | 205.4 | 13 | 0.09 | -5.75
77119 | DEER LODGE 1 | 77194 | ANACONDA 2 2 | 1 | Closed | Line | NO | -27.5 | -2.8 | 27.6 | 212.4 | 13 | 0.09 | -2.87
11013 | GRAND COULEE 3 | 10619 | DAVENPORT 1 | 1 | Closed | Line | NO | 19.4 | 1.7 | 19.4 | 183.1 | 13 | 0.05 | -12.12
28389 | CARLSBAD 5 1 | 28436 | SAN MARCOS 1 1 | 1 | Closed | Line | NO | -23.2 | -12.6 | 26.4 | 203.3 | 13 | 0.01 | -0.3
77128 | BIGFORK 2 | 77165 | KALISPELL 2 1 | 1 | Closed | Line | NO | -18.7 | 12.4 | 22.4 | 197.4 | 13 | 0.2 | -4.9
28841 | ESCONDIDO 10 1 | 28844 | ESCONDIDO 10 4 | 1 | Closed | Transformer | YES | -185.5 | 22.5 | 186.9 | 1440.1 | 13 | 0.02 | 1.86
25423 | LOS ANGELES 30 1 | 25482 | LOS ANGELES 52 2 | 1 | Closed | Line | NO | 22.4 | 15.7 | 27.4 | 211.5 | 13 | 0 | -0.07
60574 | PUEBLO 9 1 | 60787 | PUEBLO 13 3 | 1 | Closed | Line | NO | -19.7 | -11.3 | 22.6 | 174.5 | 13 | 0.05 | -0.38
77159 | MISSOULA 6 2 | 74132 | LOLO 1 | 1 | Closed | Line | NO | -27 | -2.4 | 27.1 | 208.9 | 13 | 0.04 | -2.1
13058 | GRANTS PASS 3 1 | 20005 | CRESCENT CITY 1 | 1 | Closed | Line | NO | 124.3 | -76.2 | 145.8 | 1125.1 | 13 | 0.47 | -69.78
10334 | SEATTLE 40 2 | 10339 | LYNNWOOD 3 1 | 1 | Closed | Line | NO | -25.4 | 7.3 | 26.4 | 207.7 | 13 | 0.02 | -1.59
10600 | OTHELLO 1 | 10606 | WARDEN 1 | 1 | Closed | Line | NO | 21.4 | -13 | 25 | 193.3 | 12.9 | 0.03 | -1.09
74229 | HAGERMAN 3 1 | 74232 | HAGERMAN 3 4 | 1 | Closed | TransformerWinding | YES | -26 | 5 | 26.5 | 204.5 | 12.9 | 0 | -0.09
10237 | CAMAS 1 1 | 13350 | GRESHAM 1 2 | 1 | Closed | Line | NO | -25.5 | -9.2 | 27.1 | 209.4 | 12.9 | 0.02 | -0.91
28033 | FULLERTON 2 1 | 28107 | PLACENTIA 2 1 | 1 | Closed | Line | NO | 26.8 | -1.9 | 26.8 | 207.4 | 12.9 | 0.01 | -0.57
25794 | SAN DIMAS 2 1 | 25793 | SAN DIMAS 1 1 | 1 | Closed | Line | NO | 23 | -16.1 | 28.1 | 217.3 | 12.9 | 0.01 | -0.28
13307 | ASHLAND 1 | 13213 | MEDFORD 3 1 | 1 | Closed | Line | NO | 8 | -25.7 | 27 | 208.6 | 12.9 | 0.04 | -1.31
74272 | AHSAHKA 1 | 74275 | AHSAHKA 4 | 1 | Closed | TransformerWinding | YES | 56.5 | 0.9 | 56.5 | 436.8 | 12.9 | 0.02 | 1.28
13575 | IONE 2 2 | 13591 | ARLINGTON 6 3 | 1 | Closed | Line | NO | 25.5 | 1.6 | 25.5 | 199.6 | 12.9 | 0.03 | -2.69
77273 | NOXON 2 | 77272 | NOXON 1 | 1 | Closed | Transformer | YES | -46.8 | -4.2 | 47 | 364.4 | 12.9 | 0.01 | 0.39
28881 | BLYTHE 2 3 | 28884 | BLYTHE 2 6 | 1 | Closed | TransformerWinding | YES | -44.5 | -14 | 46.7 | 361.9 | 12.9 | 0 | 0.19
30092 | EUREKA 4 1 | 30252 | ELY 1 1 | 1 | Closed | Line | NO | -15.9 | 7 | 17.4 | 199.9 | 12.9 | 0.13 | -13.19
28580 | BONITA 1 | 28545 | CHULA VISTA 2 1 | 1 | Closed | Line | NO | -25.1 | 7.8 | 26.3 | 206.1 | 12.9 | 0.01 | -0.89
13221 | PORTLAND 4 2 | 13268 | PORTLAND 16 3 | 1 | Closed | Line | NO | -25.7 | 4.9 | 26.2 | 205.7 | 12.9 | 0.01 | -1.59
13022 | TOLEDO 1 1 | 13572 | TOLEDO 2 2 | 1 | Closed | Line | NO | -21.2 | -11.3 | 24 | 186.1 | 12.9 | 0.04 | -1.03
23146 | SONORA 2 1 | 23281 | MERCED 6 1 | 1 | Closed | Line | NO | -0.7 | -22.3 | 22.4 | 173.4 | 12.9 | 0.03 | -4.44
10373 | KENT 1 3 | 10259 | SEATTLE 12 1 | 1 | Closed | Line | NO | 25.5 | -7.3 | 26.5 | 205.5 | 12.9 | 0.01 | -0.64
25191 | STEVENSON RANCH 2 | 25235 | GRANADA HILLS 2 1 | 1 | Closed | Line | NO | -25.8 | 4.1 | 26.1 | 204.2 | 12.9 | 0.01 | -0.89
13650 | LOWELL 5 1 | 13562 | SPRINGFIELD 5 1 | 1 | Closed | Line | NO | 160.9 | -53.9 | 169.7 | 1317.2 | 12.9 | 0.37 | -41.55
13676 | BOARDMAN 3 2 | 13411 | IRRIGON 1 | 1 | Closed | Line | NO | 26.2 | -6.9 | 27.1 | 210.7 | 12.9 | 0.03 | -1.52
77088 | ENNIS 2 | 77090 | ENNIS 4 | 1 | Closed | TransformerWinding | YES | -9.6 | -2.4 | 9.8 | 76.7 | 12.9 | 0 | 0.1
13491 | LOWELL 1 4 | 13592 | ESTACADA 3 1 | 1 | Closed | Line | NO | -156.2 | 0.8 | 156.2 | 1250 | 12.9 | 0.34 | -36.18
10416 | KENT 4 1 | 10393 | AUBURN 3 1 | 1 | Closed | Line | NO | -7 | -30.1 | 30.9 | 240 | 12.9 | 0.01 | -0.15
30015 | RENO 5 1 | 30014 | RENO 4 3 | 1 | Closed | Line | NO | 4.9 | 26.6 | 27 | 214.9 | 12.9 | 0 | -0.66
13465 | HELIX 1 2 | 13464 | HELIX 1 1 | 1 | Closed | Transformer | YES | -44.8 | -4.5 | 45 | 350.4 | 12.9 | 0.01 | 0.57
10512 | SULTAN 1 1 | 10504 | MONROE 2 1 | 1 | Closed | Line | NO | -8.6 | -22.3 | 23.9 | 186.1 | 12.9 | 0.03 | -0.45
77024 | BILLINGS 7 1 | 77023 | BILLINGS 6 1 | 1 | Closed | Line | NO | -8.2 | -23.2 | 24.6 | 191.2 | 12.9 | 0.02 | -1.23
21431 | SAN JOSE 5 1 | 21444 | SAN JOSE 7 1 | 1 | Closed | Line | NO | -26.1 | 0.4 | 26.1 | 203 | 12.9 | 0 | -0.73
74116 | MCCALL 1 | 74113 | GRANGEVILLE 1 | 1 | Closed | Line | NO | -25.4 | 2.3 | 25.5 | 218.1 | 12.9 | 0.25 | -9.2
40236 | PHOENIX 45 2 | 40316 | TEMPE 6 3 | 1 | Closed | Line | NO | 15.8 | 7.8 | 17.6 | 137.7 | 12.9 | 0.01 | -0.34
77186 | LIBBY 2 2 | 77174 | EUREKA 5 3 | 1 | Closed | Line | NO | 22.7 | -14.7 | 27.1 | 210.6 | 12.9 | 0.11 | -9.76
13007 | COQUILLE 1 | 13016 | MYRTLE POINT 1 | 1 | Closed | Line | NO | 26.3 | 5.2 | 26.8 | 211.4 | 12.9 | 0.06 | -1.94
77065 | WEST YELLOWSTONE 1 | 77091 | ENNIS 5 | 1 | Closed | Line | NO | -29 | 1.4 | 29.1 | 244.2 | 12.9 | 0.11 | -10.32
60605 | STERLING 1 | 60628 | PEETZ 1 3 | 1 | Closed | Line | NO | -18.2 | -4.6 | 18.8 | 146.3 | 12.9 | 0.11 | -2.67
21185 | EL CERRITO 1 | 21165 | RICHMOND 4 1 | 1 | Closed | Line | NO | 23.4 | -6.8 | 24.4 | 189.6 | 12.9 | 0.01 | -0.92
23431 | LODI 6 1 | 23434 | LODI 6 4 | 1 | Closed | Transformer | YES | -184.2 | 12 | 184.6 | 1436.7 | 12.8 | 0.03 | 2.18
60093 | EAGLE 1 1 | 60097 | EDWARDS 2 | 1 | Closed | Line | NO | -12.6 | -13.5 | 18.5 | 143.7 | 12.8 | 0.03 | -0.5
21388 | FAIRFIELD 4 1 | 21253 | VALLEJO 6 1 | 1 | Closed | Line | NO | 132.7 | 45.7 | 140.4 | 1113 | 12.8 | 0.09 | -7.73
10576 | ROYAL CITY 1 | 10569 | QUINCY 1 1 | 1 | Closed | Line | NO | 26.5 | 0 | 26.5 | 207 | 12.8 | 0.1 | -3.51
77101 | HELENA 1 1 | 77110 | HELENA 3 1 | 1 | Closed | Line | NO | 25.5 | 8.2 | 26.8 | 218.3 | 12.8 | 0.06 | -3.46
25338 | REDONDO BEACH 1 1 | 25364 | INGLEWOOD 2 1 | 1 | Closed | Line | NO | 26.2 | 3.2 | 26.4 | 206.2 | 12.8 | 0.03 | -0.73
60469 | PUEBLO 2 1 | 60219 | FLORENCE 4 1 | 1 | Closed | Line | NO | 18.2 | 2.6 | 18.4 | 145.1 | 12.8 | 0.07 | -1.71
13021 | OTIS 1 | 13017 | LINCOLN CITY 1 | 1 | Closed | Line | NO | 26.4 | -7.6 | 27.4 | 213.7 | 12.8 | 0.09 | -2.54
40055 | SELIGMAN 1 | 40057 | PRESCOTT 1 1 | 1 | Closed | Line | NO | 12.4 | 2.4 | 12.6 | 121.9 | 12.8 | 0.09 | -7.2
77104 | SHERIDAN 3 1 | 77091 | ENNIS 5 | 1 | Closed | Line | NO | 16.2 | -14.8 | 21.9 | 170.8 | 12.8 | 0.04 | -8.34
30056 | SPARKS 3 1 | 30057 | SPARKS 4 1 | 1 | Closed | Line | NO | 20.9 | 21.3 | 29.8 | 240 | 12.8 | 0.02 | -1.33
28411 | FALLBROOK 1 1 | 28318 | MURRIETA 1 2 | 1 | Closed | Line | NO | -22.4 | -14.7 | 26.8 | 208.7 | 12.8 | 0.01 | -0.23
50220 | PROVIDENCE 1 | 50201 | LOGAN 1 1 | 1 | Closed | Line | NO | 19.7 | 27.5 | 33.8 | 273.2 | 12.8 | 0.02 | -1.54
10651 | SPOKANE 12 1 | 10779 | SPOKANE 20 2 | 1 | Closed | Line | NO | -25.8 | 3.5 | 26 | 203.6 | 12.8 | 0.02 | -0.34
60216 | CRIPPLE CREEK 1 | 60172 | FLORISSANT 1 | 1 | Closed | Line | NO | -12.8 | 9.8 | 16.1 | 135.7 | 12.8 | 0.02 | -1.94
40141 | PEORIA 2 2 | 40209 | PHOENIX 27 1 | 1 | Closed | Line | NO | 14.9 | 9 | 17.3 | 136.6 | 12.8 | 0.01 | -0.3
40794 | PHOENIX 73 1 | 40802 | PHOENIX 73 9 | 1 | Closed | Transformer | YES | -182.8 | 9.1 | 183 | 1428.3 | 12.8 | 0.04 | 3.17
30363 | AUSTIN 2 | 30362 | AUSTIN 1 | 1 | Closed | Transformer | YES | -43.9 | 19.3 | 47.9 | 374.2 | 12.8 | 0.02 | 0.7
28388 | CARLSBAD 4 2 | 28393 | VISTA 3 2 | 1 | Closed | Line | NO | -25.5 | -6.5 | 26.3 | 205.6 | 12.8 | 0.01 | -0.3
23132 | MERCED 2 1 | 23131 | MERCED 1 1 | 1 | Closed | Line | NO | -29.5 | -3.1 | 29.6 | 231.4 | 12.8 | 0.03 | -1.01
74127 | KETCHUM 2 | 74139 | HAILEY 1 | 1 | Closed | Line | NO | 18 | -13.8 | 22.7 | 177.2 | 12.8 | 0.1 | -2.14
21533 | SAN JOSE 32 1 | 21495 | SAN JOSE 19 1 | 1 | Closed | Line | NO | 17.6 | 18.3 | 25.4 | 199.6 | 12.8 | 0 | -0.13
53228 | PREWITT 1 | 53305 | ALBUQUERQUE 31 1 | 1 | Closed | Line | NO | 376.5 | -123.9 | 396.4 | 3100 | 12.8 | 1.21 | -224.36
10510 | SNOQUALMIE 3 | 10926 | NORTH BEND 3 3 | 1 | Closed | Line | NO | -25.8 | 6.4 | 26.6 | 209.5 | 12.8 | 0.02 | -0.65
25860 | CANTIL 2 | 25862 | CANTIL 4 | 1 | Closed | TransformerWinding | YES | 45 | 4.2 | 45.2 | 353.8 | 12.8 | 0 | 0.04
21282 | BENICIA 1 2 | 21695 | BENICIA 3 2 | 1 | Closed | Line | NO | -23.3 | -10.7 | 25.6 | 200.7 | 12.8 | 0.02 | -1
25819 | RIDGECREST 1 4 | 23385 | INYOKERN 3 1 | 1 | Closed | Line | NO | -25.4 | -6.8 | 26.3 | 205.7 | 12.8 | 0.06 | -4.73
50116 | SOUTH JORDAN 2 1 | 50098 | SALT LAKE CITY 3 1 | 1 | Closed | Line | NO | 299.3 | 106.4 | 317.7 | 2540.9 | 12.8 | 0.11 | -19.41
10888 | SUMAS 2 | 10887 | SUMAS 1 | 1 | Closed | Transformer | YES | -50.7 | -11.2 | 51.9 | 407.7 | 12.8 | 0.01 | 0.69
25463 | LOS ANGELES 45 6 | 25401 | LOS ANGELES 24 1 | 1 | Closed | Line | NO | -22.4 | 121.3 | 123.4 | 985.9 | 12.8 | 0.03 | -2.58
13118 | SALEM 7 1 | 13098 | SALEM 2 1 | 1 | Closed | Line | NO | 22 | 12.9 | 25.5 | 202 | 12.8 | 0.01 | -0.58
13296 | PORTLAND 28 1 | 13351 | GRESHAM 2 1 | 1 | Closed | Line | NO | -25.8 | -14.9 | 29.8 | 233.6 | 12.8 | 0.03 | -3.58
28365 | OCEANSIDE 7 2 | 28383 | VISTA 1 1 | 1 | Closed | Line | NO | 21.6 | 14 | 25.8 | 204.6 | 12.8 | 0.02 | -0.68
21318 | HAYWARD 4 1 | 21394 | DANVILLE 1 1 | 1 | Closed | Line | NO | -23.8 | 5.8 | 24.5 | 201.8 | 12.8 | 0.02 | -4.07
40698 | DATELAND 1 1 | 40700 | DATELAND 1 3 | 1 | Closed | Transformer | YES | -95.9 | 1.3 | 95.9 | 752.6 | 12.7 | 0.02 | 1.25
25064 | CARPINTERIA 1 | 26005 | OXNARD 12 1 | 1 | Closed | Line | NO | 139.5 | -53.7 | 149.5 | 1172.9 | 12.7 | 0.13 | -24.04
10651 | SPOKANE 12 1 | 10649 | SPOKANE 10 1 | 1 | Closed | Line | NO | -26 | -7.6 | 27.1 | 212.5 | 12.7 | 0.01 | -0.3
25327 | LOS ANGELES 12 1 | 25417 | LOS ANGELES 27 1 | 1 | Closed | Line | NO | -24.5 | -10.1 | 26.5 | 207.9 | 12.7 | 0.01 | -2.16
30382 | ELY 2 1 | 50410 | MILFORD 3 5 | 1 | Closed | Line | NO | -59.7 | -121 | 134.9 | 1059.2 | 12.7 | 0.5 | -89.86
25404 | SUNLAND 1 | 25341 | SYLMAR 1 1 | 1 | Closed | Line | NO | 26.1 | -0.7 | 26.1 | 205.1 | 12.7 | 0.02 | -0.32
28733 | HOLTVILLE 2 4 | 28734 | HOLTVILLE 2 5 | 1 | Closed | TransformerWinding | YES | 10.6 | 0 | 10.6 | 83.3 | 12.7 | 0.01 | 0.2
23155 | MADERA 3 1 | 23158 | MADERA 4 2 | 1 | Closed | Line | NO | -21.2 | -12 | 24.4 | 191.6 | 12.7 | 0.02 | -0.6
23147 | PLANADA 1 | 23496 | CHOWCHILLA 2 2 | 1 | Closed | Line | NO | 28.7 | -3.6 | 28.9 | 227.2 | 12.7 | 0.11 | -1.03
30125 | LAS VEGAS 15 3 | 30416 | LAS VEGAS 74 18 | 1 | Closed | Line | NO | -141 | -2.7 | 141 | 1119.9 | 12.7 | 0.21 | -19.84
28200 | CORONA 2 1 | 28275 | RIVERSIDE 4 1 | 1 | Closed | Line | NO | 2.7 | 20.6 | 20.7 | 165.7 | 12.7 | 0.01 | -0.3
23110 | LOS BANOS 1 1 | 23128 | DOS PALOS 1 | 1 | Closed | Line | NO | 27.3 | -2 | 27.3 | 215.5 | 12.7 | 0.08 | -1.01
30159 | LAS VEGAS 37 2 | 30158 | LAS VEGAS 37 1 | 1 | Closed | Transformer | YES | 11.8 | 6.1 | 13.3 | 104.7 | 12.7 | 0.01 | 0.19
60510 | AURORA 14 1 | 60714 | AURORA 19 2 | 1 | Closed | Line | NO | -52.4 | -38.8 | 65.2 | 514 | 12.7 | 0.06 | -5.5
40270 | PHOENIX 59 2 | 40311 | TEMPE 4 1 | 1 | Closed | Line | NO | 3.1 | -16.4 | 16.7 | 131.9 | 12.7 | 0.01 | -0.45
25182 | SIMI VALLEY 3 1 | 25175 | SIMI VALLEY 2 3 | 1 | Closed | Line | NO | -18.1 | -16.7 | 24.6 | 194 | 12.7 | 0.02 | -2.05
26194 | CASTAIC 3 1 | 26198 | CASTAIC 3 5 | 1 | Closed | Transformer | YES | -196.9 | -55.3 | 204.5 | 1618.6 | 12.7 | 0.04 | 2.67
60711 | NEW RAYMER 3 | 60710 | NEW RAYMER 2 | 1 | Closed | Transformer | YES | -17.5 | 6.3 | 18.7 | 147.1 | 12.7 | 0 | 0.18
28858 | CALIPATRIA 4 1 | 28950 | BLYTHE 3 2 | 1 | Closed | Line | NO | -26.8 | -4.7 | 27.2 | 224.8 | 12.7 | 0.11 | -13.97
25309 | PACOIMA 3 1 | 25334 | NORTH HOLLYWOOD 2 3 | 1 | Closed | Line | NO | -121.8 | -74.5 | 142.7 | 1127.2 | 12.7 | 0.04 | -16.81
30294 | LAS VEGAS 68 3 | 30348 | LAS VEGAS 71 1 | 1 | Closed | Line | NO | 32.6 | -4.8 | 32.9 | 260.1 | 12.7 | 0 | -0.13
13171 | MEDFORD 1 1 | 20415 | HORNBROOK 1 | 1 | Closed | Line | NO | -131.5 | -45.4 | 139.1 | 1100 | 12.6 | 0.26 | -19.79
20396 | FOLSOM 3 1 | 20290 | MCCLELLAN 3 | 1 | Closed | Line | NO | 132.3 | 39.6 | 138.1 | 1131.4 | 12.6 | 0.1 | -15.07
10953 | ARIEL 1 | 10955 | ARIEL 3 | 1 | Closed | Transformer | YES | -49.1 | 3.8 | 49.3 | 390 | 12.6 | 0.01 | 0.51
40781 | BUCKEYE 4 5 | 40839 | ARLINGTON 9 5 | 1 | Closed | Line | NO | -15.5 | -6.8 | 16.9 | 134 | 12.6 | 0.02 | -0.32
10728 | SULTAN 2 1 | 10369 | EVERETT 2 1 | 1 | Closed | Line | NO | 124.3 | -74.1 | 144.7 | 1145.8 | 12.6 | 0.15 | -23.25
21132 | SOUTH SAN FRANCISCO 1 1 | 21232 | REDWOOD CITY 5 1 | 1 | Closed | Line | NO | 153.5 | 8 | 153.7 | 1224 | 12.6 | 0.1 | -9.58
60616 | HAXTUN 1 | 60613 | YUMA 9 1 | 1 | Closed | Line | NO | 18 | -4.4 | 18.5 | 146.6 | 12.6 | 0.07 | -6.67
60734 | NUCLA 1 | 60804 | MONTROSE 4 1 | 1 | Closed | Line | NO | -63.3 | 151.4 | 164.1 | 2373.1 | 12.6 | 0.39 | -141.04
25436 | GARDENA 1 1 | 25937 | EL SEGUNDO 2 1 | 1 | Closed | Line | NO | -25.2 | -5.2 | 25.8 | 204.3 | 12.6 | 0.01 | -0.52
26194 | CASTAIC 3 1 | 26202 | CASTAIC 3 9 | 1 | Closed | Transformer | YES | -194 | -54.1 | 201.4 | 1606.3 | 12.6 | 0.04 | 3.86
60478 | COMMERCE CITY 1 1 | 60422 | DENVER 51 1 | 1 | Closed | Line | NO | 15.7 | 8.5 | 17.9 | 142.6 | 12.6 | 0.01 | -0.21
50406 | MILFORD 3 1 | 50019 | CEDAR CITY 2 1 | 1 | Closed | Line | NO | 330.7 | -121.1 | 352.1 | 2794.1 | 12.6 | 0.69 | -126.29
23335 | INYOKERN 2 5 | 28718 | HINKLEY 1 2 | 1 | Closed | Line | NO | 97.6 | -46.5 | 108.1 | 1109 | 12.6 | 0.2 | -146.63
77065 | WEST YELLOWSTONE 1 | 77064 | GALLATIN GATEWAY 1 | 1 | Closed | Line | NO | -30.4 | 0.7 | 30.4 | 247.7 | 12.6 | 0.29 | -4.76
40939 | TEMPE 10 1 | 40899 | GILBERT 12 2 | 1 | Closed | Line | NO | -320.8 | 23.4 | 321.6 | 2583.8 | 12.6 | 0.19 | -28.74
10660 | SPOKANE 16 1 | 10679 | NEWMAN LAKE 1 | 1 | Closed | Line | NO | -21.8 | -13.1 | 25.5 | 202.6 | 12.6 | 0.04 | -1.14
77214 | HARDIN 2 1 | 77219 | HARDIN 2 6 | 1 | Closed | Transformer | YES | -40.3 | -23.4 | 46.6 | 373.4 | 12.6 | 0.01 | 0.59
28211 | SAN JUAN CAPISTRANO 2 1 | 28158 | LAGUNA NIGUEL 1 4 | 1 | Closed | Line | NO | 131.2 | 12.1 | 131.7 | 1063.7 | 12.6 | 0.12 | -14.1
13083 | EUGENE 4 1 | 13052 | VENETA 1 | 1 | Closed | Line | NO | 15.2 | 15.9 | 22 | 178.9 | 12.6 | 0.02 | -0.66
40693 | CHANDLER 13 1 | 40697 | CHANDLER 13 5 | 1 | Closed | Transformer | YES | -61.2 | -30.5 | 68.4 | 547.6 | 12.6 | 0.01 | 0.81
25325 | VALLEY VILLAGE 2 | 25243 | LOS ANGELES 1 1 | 1 | Closed | Line | NO | -24 | -11.2 | 26.5 | 211 | 12.6 | 0 | -0.47
77288 | KEVIN 2 | 77116 | CUT BANK 1 | 1 | Closed | Line | NO | 9.3 | -21.7 | 23.7 | 188.5 | 12.6 | 0.07 | -2.67
10060 | LACEY 2 1 | 10058 | LACEY 1 2 | 1 | Closed | Line | NO | -16.9 | -18.9 | 25.3 | 201.8 | 12.6 | 0.01 | -0.82
60418 | DENVER 48 1 | 60425 | ENGLEWOOD 3 1 | 1 | Closed | Line | NO | -3.2 | 16.4 | 16.7 | 133.8 | 12.5 | 0 | -0.12
26011 | MOJAVE 11 2 | 26010 | MOJAVE 11 1 | 1 | Closed | Transformer | YES | 37.7 | -19.9 | 42.6 | 342 | 12.5 | 0.01 | 0.64
10707 | WENATCHEE 3 1 | 10713 | WENATCHEE 3 7 | 1 | Closed | Transformer | YES | -189.3 | 13 | 189.8 | 1513.2 | 12.5 | 0.03 | 2.39
77113 | CHOTEAU 1 | 77112 | VALIER 1 | 1 | Closed | Line | NO | -23.5 | -3.2 | 23.7 | 189.4 | 12.5 | 0.05 | -5.18
40632 | SNOWFLAKE 1 2 | 40630 | TAYLOR 1 | 1 | Closed | Line | NO | 6.4 | -14.4 | 15.8 | 125.9 | 12.5 | 0.03 | -1.06
28658 | CATHEDRAL CITY 1 1 | 28649 | DESERT HOT SPRINGS 1 1 | 1 | Closed | Line | NO | -25.9 | 1.8 | 25.9 | 207.4 | 12.5 | 0.02 | -0.55
25759 | WEST COVINA 6 1 | 25706 | ARCADIA 4 1 | 1 | Closed | Line | NO | -6.7 | -21.8 | 22.8 | 181.8 | 12.5 | 0.01 | -0.39
10707 | WENATCHEE 3 1 | 10711 | WENATCHEE 3 5 | 1 | Closed | Transformer | YES | -189.6 | 13.3 | 190.1 | 1517 | 12.5 | 0.03 | 2.66
60619 | HOLYOKE 1 | 60624 | JULESBURG 1 | 1 | Closed | Line | NO | -18.2 | -0.9 | 18.2 | 146.8 | 12.5 | 0.08 | -2.89
23429 | HANFORD 3 5 | 23300 | ALPAUGH 1 | 1 | Closed | Line | NO | 149.8 | -20 | 151.1 | 1206.6 | 12.5 | 0.29 | -34.68
10235 | SEATTLE 5 1 | 10163 | KINGSTON 3 | 1 | Closed | Line | NO | 25.6 | 5.1 | 26.1 | 209.4 | 12.5 | 0.02 | -0.42
53257 | BELEN 2 1 | 53306 | ALBUQUERQUE 31 2 | 1 | Closed | Line | NO | -28.3 | 16.1 | 32.5 | 410.5 | 12.5 | 0.09 | -26.71
50335 | MONTICELLO 2 | 60029 | NORWOOD 1 | 1 | Closed | Line | NO | 15.6 | -5.7 | 16.6 | 133.1 | 12.5 | 0.16 | -6.21
60097 | EDWARDS 2 | 60109 | VAIL 2 1 | 1 | Closed | Line | NO | 3.5 | 12.5 | 13 | 137.7 | 12.5 | 0.02 | -4.32
60079 | CARBONDALE 1 | 60088 | SNOWMASS VILLAGE 1 | 1 | Closed | Line | NO | 13.5 | -10 | 16.8 | 134.4 | 12.5 | 0.03 | -1.85
50165 | MIDVALE 1 1 | 50245 | SANDY 8 1 | 1 | Closed | Line | NO | -29.2 | -9.6 | 30.7 | 246.2 | 12.5 | 0.01 | -1.88
50015 | NEW HARMONY 1 | 50021 | HILDALE 1 | 1 | Closed | Line | NO | 29.5 | -7.5 | 30.4 | 245.7 | 12.5 | 0.05 | -16.11
25154 | THOUSAND OAKS 1 1 | 25179 | AGOURA HILLS 2 2 | 1 | Closed | Line | NO | -17.5 | -16.6 | 24.1 | 193.1 | 12.5 | 0.01 | -6.37
60858 | FREDERICK 1 | 60861 | FREDERICK 4 | 1 | Closed | Transformer | YES | -48.1 | -99 | 110 | 891.4 | 12.5 | 0.02 | 1.32
74234 | CLARK FORK 1 | 74237 | CLARK FORK 4 | 1 | Closed | Transformer | YES | -45.6 | -12.8 | 47.3 | 381 | 12.5 | 0.01 | 0.68
40666 | DOUGLAS 1 1 | 40668 | SAFFORD 1 | 1 | Closed | Line | NO | -297.8 | -102.7 | 315 | 2524.6 | 12.5 | 1.18 | -194.29
10862 | SILVER CREEK 2 1 | 10740 | COUGAR 1 2 | 1 | Closed | Line | NO | 6.5 | 68.7 | 69 | 1129.1 | 12.5 | 0.12 | -72.01
30458 | YERINGTON 2 1 | 30075 | FALLON 1 1 | 1 | Closed | Line | NO | -128.8 | 3.8 | 128.8 | 1144.4 | 12.5 | 0.43 | -56.88
40693 | CHANDLER 13 1 | 40695 | CHANDLER 13 3 | 1 | Closed | Transformer | YES | -61.2 | -29.7 | 68.1 | 551.5 | 12.5 | 0.02 | 1.56
25374 | TORRANCE 1 1 | 25470 | SAN PEDRO 3 1 | 1 | Closed | Line | NO | 23.3 | -7.1 | 24.4 | 195.3 | 12.5 | 0 | -0.38
40979 | CHLORIDE 2 1 | 40984 | CHLORIDE 2 6 | 1 | Closed | Transformer | YES | -173.2 | -27.2 | 175.3 | 1409.1 | 12.5 | 0.02 | 2.18
28509 | TEMECULA 1 1 | 28624 | HEMET 5 1 | 1 | Closed | Line | NO | -25.5 | 5.3 | 26 | 212 | 12.5 | 0.05 | -1.49
40582 | WINSLOW 2 | 40609 | JOSEPH CITY 1 3 | 1 | Closed | Line | NO | -17.3 | -0.9 | 17.3 | 139.9 | 12.5 | 0.07 | -2.01
21147 | SAN FRANCISCO 28 1 | 21665 | OAKLAND 19 2 | 1 | Closed | Line | NO | 25.9 | 10.6 | 28 | 227.3 | 12.5 | 0.02 | -0.82
28244 | CORONA 7 1 | 28235 | MIRA LOMA 1 1 | 1 | Closed | Line | NO | -26.2 | -2.7 | 26.3 | 211.4 | 12.4 | 0.01 | -0.29
30268 | RENO 20 1 | 30269 | RENO 20 2 | 1 | Closed | Transformer | YES | -16.5 | 0.2 | 16.5 | 132.8 | 12.4 | 0.01 | 0.24
20465 | HERALD 1 | 20470 | HERALD 6 | 1 | Closed | Transformer | YES | -175.9 | 23.3 | 177.4 | 1425.7 | 12.4 | 0.05 | 3.72
28781 | REDLANDS 5 1 | 28789 | REDLANDS 5 9 | 1 | Closed | Transformer | YES | -172.1 | 22 | 173.5 | 1393.9 | 12.4 | 0.04 | 2.86
10380 | MARYSVILLE 1 1 | 10471 | LAKE STEVENS 1 2 | 1 | Closed | Line | NO | -7.2 | 16.8 | 18.2 | 189 | 12.4 | 0.03 | -5.62
20465 | HERALD 1 | 20469 | HERALD 5 | 1 | Closed | Transformer | YES | -175.9 | 22.6 | 177.4 | 1426.5 | 12.4 | 0.04 | 2.95
50341 | VERNAL 1 2 | 50354 | JENSEN 1 | 1 | Closed | Line | NO | -37.5 | -3.4 | 37.6 | 305 | 12.4 | 0.13 | -8.23
60162 | BOULDER 2 1 | 60148 | BLACK HAWK 3 | 1 | Closed | Line | NO | -17.9 | 2.9 | 18.1 | 147.6 | 12.4 | 0.01 | -1.08
20465 | HERALD 1 | 20468 | HERALD 4 | 1 | Closed | Transformer | YES | -175.9 | 22.2 | 177.3 | 1426.9 | 12.4 | 0.03 | 2.55
20065 | LOS MOLINOS 3 | 20529 | RED BLUFF 3 2 | 1 | Closed | Line | NO | 24.8 | -4 | 25.1 | 201.9 | 12.4 | 0.04 | -1.31
21074 | GLEN ELLEN 1 | 21223 | NAPA 4 1 | 1 | Closed | Line | NO | 16 | 12.4 | 20.3 | 188.5 | 12.4 | 0.02 | -4.66
28781 | REDLANDS 5 1 | 28788 | REDLANDS 5 8 | 1 | Closed | Transformer | YES | -172.1 | 21.4 | 173.4 | 1397.3 | 12.4 | 0.03 | 2.23
74146 | SALMON 1 | 77160 | DARBY 1 | 1 | Closed | Line | NO | -24.5 | 3.5 | 24.7 | 211.4 | 12.4 | 0.27 | -5.14
28781 | REDLANDS 5 1 | 28787 | REDLANDS 5 7 | 1 | Closed | Transformer | YES | -172.1 | 22.5 | 173.5 | 1399.4 | 12.4 | 0.04 | 3.3
60752 | COMMERCE CITY 3 1 | 60884 | WELLINGTON 4 1 | 1 | Closed | Line | NO | -302 | -69.9 | 309.9 | 2614.2 | 12.4 | 0.94 | -184.56
28781 | REDLANDS 5 1 | 28785 | REDLANDS 5 5 | 1 | Closed | Transformer | YES | -172.1 | 22.6 | 173.5 | 1400.9 | 12.4 | 0.04 | 3.46
28781 | REDLANDS 5 1 | 28786 | REDLANDS 5 6 | 1 | Closed | Transformer | YES | -172.1 | 21.6 | 173.4 | 1400.4 | 12.4 | 0.03 | 2.43
10483 | SAMMAMISH 3 1 | 10485 | ISSAQUAH 1 1 | 1 | Closed | Line | NO | -11.4 | 20.3 | 23.3 | 194 | 12.4 | 0.02 | -0.81
30338 | BOULDER CITY 4 1 | 30344 | BOULDER CITY 4 7 | 1 | Closed | Transformer | YES | -62.6 | -9.8 | 63.4 | 513.3 | 12.4 | 0.01 | 0.55
28781 | REDLANDS 5 1 | 28784 | REDLANDS 5 4 | 1 | Closed | Transformer | YES | -172.1 | 22.1 | 173.5 | 1402.5 | 12.4 | 0.04 | 2.94
23241 | EARLIMART 2 | 25076 | SHAFTER 1 | 1 | Closed | Line | NO | 27.1 | -3.2 | 27.3 | 220.8 | 12.4 | 0.09 | -6.01
13543 | OXBOW 1 1 | 13546 | OXBOW 1 4 | 1 | Closed | TransformerWinding | YES | 44 | -30.9 | 53.7 | 437.9 | 12.4 | 0.01 | 0.64
21346 | SARATOGA 2 2 | 21357 | SUNNYVALE 2 1 | 1 | Closed | Line | NO | 23 | 7.3 | 24.2 | 196.4 | 12.3 | 0 | -0.24
50313 | WELLINGTON 2 1 | 50447 | HUNTINGTON 2 2 | 1 | Closed | Line | NO | -23.1 | 5.1 | 23.7 | 232.7 | 12.3 | 0.02 | -11.86
74234 | CLARK FORK 1 | 74238 | CLARK FORK 5 | 1 | Closed | Transformer | YES | -44.9 | -13 | 46.7 | 380.1 | 12.3 | 0.01 | 0.49
20143 | SACRAMENTO 16 1 | 20185 | ANTELOPE 2 1 | 1 | Closed | Line | NO | -24.1 | 3.4 | 24.3 | 198 | 12.3 | 0.02 | -0.46
23366 | TRANQUILLITY 2 | 23137 | MENDOTA 1 1 | 1 | Closed | Line | NO | -27.5 | 2.3 | 27.6 | 224.7 | 12.3 | 0.04 | -0.64
50294 | SPRINGVILLE 1 1 | 50282 | PROVO 6 2 | 1 | Closed | Line | NO | -28 | -12 | 30.5 | 247.4 | 12.3 | 0.03 | -0.73
20477 | REDDING 10 2 | 20476 | REDDING 10 1 | 1 | Closed | Transformer | YES | -42.6 | 9.9 | 43.7 | 354.7 | 12.3 | 0.01 | 0.7
40933 | JOSEPH CITY 2 3 | 40932 | JOSEPH CITY 2 2 | 1 | Closed | Transformer | YES | -72 | -17.1 | 74 | 603.8 | 12.3 | 0.02 | 1.2
28440 | SUN CITY 3 1 | 28504 | MORENO VALLEY 6 1 | 1 | Closed | Line | NO | 17.6 | -16.6 | 24.1 | 196.2 | 12.3 | 0.01 | -0.45
13571 | TOLEDO 2 1 | 13086 | ALBANY 1 1 | 1 | Closed | Line | NO | -118.8 | 33.2 | 123.4 | 1135.4 | 12.3 | 0.33 | -39.83
30181 | LAS VEGAS 45 1 | 30215 | HENDERSON 6 1 | 1 | Closed | Line | NO | 18.9 | -21.4 | 28.6 | 232.6 | 12.3 | 0.01 | -0.57
13532 | LOWELL 3 1 | 13535 | LOWELL 3 4 | 1 | Closed | TransformerWinding | YES | -22.9 | 1.8 | 23 | 186.5 | 12.3 | 0 | 0.08
30109 | LAS VEGAS 9 1 | 30099 | LAS VEGAS 1 2 | 1 | Closed | Line | NO | 21.2 | -18.9 | 28.4 | 230.9 | 12.3 | 0.02 | -3.3
70009 | BIG PINEY 1 | 74190 | MONTPELIER 1 | 1 | Closed | Line | NO | -28.5 | -9.2 | 29.9 | 255.2 | 12.3 | 0.12 | -22.12
10905 | BEVERLY 1 | 10717 | WENATCHEE 4 1 | 1 | Closed | Line | NO | 281.3 | 165.9 | 326.6 | 3936.5 | 12.3 | 0.18 | -228.03
74249 | RUPERT 2 6 | 74153 | RUPERT 1 1 | 1 | Closed | Line | NO | -4.4 | 19.7 | 20.1 | 186.4 | 12.3 | 0.01 | -2.82
23002 | MONTEREY 1 | 23003 | SEASIDE 2 1 | 1 | Closed | Line | NO | -20.4 | -15.1 | 25.4 | 206.7 | 12.3 | 0.01 | -0.45
53078 | ALBUQUERQUE 7 3 | 53096 | ALBUQUERQUE 15 2 | 1 | Closed | Line | NO | 11.4 | 10 | 15.2 | 128.9 | 12.3 | 0 | -0.97
10484 | REDMOND 3 1 | 10477 | WOODINVILLE 2 1 | 1 | Closed | Line | NO | -23.6 | 9.1 | 25.3 | 207.6 | 12.3 | 0.01 | -0.45
10900 | COULEE CITY 1 2 | 10899 | COULEE CITY 1 1 | 1 | Closed | Transformer | YES | -42 | 7.2 | 42.6 | 346.8 | 12.3 | 0.01 | 0.5
28365 | OCEANSIDE 7 2 | 28351 | OCEANSIDE 4 1 | 1 | Closed | Line | NO | 12.1 | 20.4 | 23.7 | 196.3 | 12.3 | 0.01 | -0.45
60732 | BRUSH 2 2 | 60731 | BRUSH 2 1 | 1 | Closed | Transformer | YES | -15.4 | -3.3 | 15.7 | 128.5 | 12.3 | 0 | 0.13
53000 | LAS VEGAS 79 1 | 53004 | MORA 1 | 1 | Closed | Line | NO | -17.5 | 3.2 | 17.8 | 152 | 12.3 | 0.15 | -2.8
28574 | LA MESA 2 1 | 28780 | SAN DIEGO 49 8 | 1 | Closed | Line | NO | 140.1 | -16.3 | 141.1 | 1151.7 | 12.2 | 0.12 | -27.99
50100 | SALT LAKE CITY 4 1 | 50086 | SALT LAKE CITY 1 2 | 1 | Closed | Line | NO | -29.6 | 8.9 | 30.9 | 253.5 | 12.2 | 0.01 | -0.5
28144 | CHINO HILLS 2 2 | 28140 | ANAHEIM 13 1 | 1 | Closed | Line | NO | 22.7 | 1.6 | 22.7 | 185.9 | 12.2 | 0.01 | -0.34
13471 | UMATILLA 2 2 | 13537 | HERMISTON 4 1 | 1 | Closed | Line | NO | -136.1 | -26.4 | 138.6 | 1132.1 | 12.2 | 0.06 | -17.13
26057 | BAKERSFIELD 32 4 | 26090 | DELANO 4 1 | 1 | Closed | Line | NO | -136.5 | -48.8 | 145 | 1184.5 | 12.2 | 0.18 | -25.13
13513 | LOWELL 2 1 | 13582 | LOWELL 4 3 | 1 | Closed | Line | NO | 26.6 | -5 | 27 | 220.8 | 12.2 | 0.05 | -5.87
25869 | BORON 1 1 | 28460 | APPLE VALLEY 1 3 | 1 | Closed | Line | NO | 132.4 | 5.8 | 132.5 | 1140.6 | 12.2 | 0.37 | -39.48
21675 | ANTIOCH 7 1 | 21539 | ANTIOCH 2 1 | 1 | Closed | Line | NO | 24.8 | -1.6 | 24.9 | 203.3 | 12.2 | 0.03 | -1.5
60610 | FLAGLER 1 | 60667 | LIMON 3 3 | 1 | Closed | Line | NO | 17 | -5.6 | 17.9 | 146.3 | 12.2 | 0.07 | -5.79
50053 | KANAB 1 | 50021 | HILDALE 1 | 1 | Closed | Line | NO | 30.4 | -14.6 | 33.8 | 276 | 12.2 | 0.16 | -17.45
30183 | LAS VEGAS 46 2 | 30237 | HENDERSON 11 1 | 1 | Closed | Line | NO | -29.3 | 5.2 | 29.8 | 246.4 | 12.2 | 0.02 | -1.74
21259 | ORINDA 1 | 21161 | RICHMOND 3 2 | 1 | Closed | Line | NO | -21.5 | -13.5 | 25.4 | 207.5 | 12.2 | 0.01 | -0.26
20114 | WEST SACRAMENTO 3 1 | 20105 | WEST SACRAMENTO 1 1 | 1 | Closed | Line | NO | 24.1 | -1.6 | 24.1 | 197.4 | 12.2 | 0.01 | -0.5
40517 | TUCSON 16 1 | 40805 | TUCSON 49 1 | 1 | Closed | Line | NO | -289.9 | 27.7 | 291.2 | 2430.7 | 12.2 | 0.25 | -34.69
28749 | CALEXICO 3 1 | 28935 | CALEXICO 4 1 | 1 | Closed | Line | NO | -137.9 | -18.2 | 139.1 | 1140.1 | 12.2 | 0.04 | -5.37
20001 | FORTUNA 1 | 20010 | GARBERVILLE 1 | 1 | Closed | Line | NO | 25 | -5.6 | 25.7 | 210.3 | 12.2 | 0.16 | -6.18
28100 | SANTA ANA 7 1 | 28014 | WESTMINSTER 3 1 | 1 | Closed | Line | NO | -10.7 | 19.9 | 22.6 | 187 | 12.2 | 0.01 | -0.22
50422 | MILFORD 4 3 | 30383 | ELY 2 2 | 1 | Closed | Line | NO | 14.5 | 1.3 | 14.5 | 221.9 | 12.2 | 0.17 | -21.68
26087 | WELDON 1 | 25859 | CANTIL 1 | 1 | Closed | Line | NO | 137.2 | -22.3 | 139 | 1139.9 | 12.2 | 0.07 | -8.26
21214 | REDWOOD CITY 3 1 | 21265 | STANFORD 1 1 | 1 | Closed | Line | NO | -22.1 | 8.1 | 23.5 | 203.4 | 12.2 | 0.04 | -3.02
23175 | LEMOORE 2 1 | 23283 | LEMOORE 4 2 | 1 | Closed | Line | NO | -23.8 | -7.5 | 25 | 204.8 | 12.2 | 0.03 | -0.86
10136 | FERNDALE 1 2 | 10210 | BELLINGHAM 3 1 | 1 | Closed | Line | NO | 23.5 | 3.9 | 23.8 | 202 | 12.2 | 0.02 | -3.48
30382 | ELY 2 1 | 30385 | ELY 2 4 | 1 | Closed | TransformerWinding | YES | 31.3 | -35 | 46.9 | 394 | 12.2 | 0.03 | 1.4
53019 | RUIDOSO 1 | 53017 | ALTO 2 | 1 | Closed | Line | NO | -17.6 | -2.8 | 17.8 | 146 | 12.2 | 0.03 | -1.23
40601 | CIBECUE 2 | 40630 | TAYLOR 1 | 1 | Closed | Line | NO | -15.8 | 1.1 | 15.8 | 137.1 | 12.2 | 0.08 | -4.02
25056 | SANTA BARBARA 3 1 | 25983 | GOLETA 4 2 | 1 | Closed | Line | NO | -23.8 | -8.5 | 25.3 | 207.7 | 12.2 | 0.07 | -3.78
77125 | SEELEY LAKE 1 | 77141 | MISSOULA 4 1 | 1 | Closed | Line | NO | 25.5 | -12.2 | 28.3 | 232.7 | 12.2 | 0.09 | -11.23
70130 | MOUNTAIN VIEW 6 1 | 50432 | EVANSTON 2 4 | 1 | Closed | Line | NO | 26.1 | -3.5 | 26.3 | 216.3 | 12.2 | 0.02 | -0.51
13646 | CLATSKANIE 4 2 | 13645 | CLATSKANIE 4 1 | 1 | Closed | Transformer | YES | -165.9 | -29.5 | 168.6 | 1388.3 | 12.2 | 0.03 | 1.74
74154 | DECLO 1 | 74249 | RUPERT 2 6 | 1 | Closed | Line | NO | -13.1 | 17.6 | 22 | 200.1 | 12.2 | 0.07 | -2.83
41006 | LAKE HAVASU CITY 4 1 | 41009 | LAKE HAVASU CITY 4 4 | 1 | Closed | Transformer | YES | -116.4 | -19.2 | 118 | 973.2 | 12.2 | 0.03 | 1.91
40027 | PARKER 1 1 | 28990 | PARKER DAM 3 | 1 | Closed | Line | NO | -16.6 | -2.9 | 16.9 | 138.7 | 12.2 | 0.07 | -1.8
30034 | GARDNERVILLE 1 1 | 30038 | MINDEN 1 | 1 | Closed | Line | NO | -25 | -14.5 | 28.9 | 237.8 | 12.2 | 0.03 | -2.26
13554 | KLAMATH FALLS 5 1 | 13561 | KLAMATH FALLS 5 8 | 1 | Closed | Transformer | YES | -166.5 | 20.7 | 167.7 | 1380.2 | 12.2 | 0.03 | 2.18
20297 | MAXWELL 2 | 20296 | MAXWELL 1 | 1 | Closed | Transformer | YES | -160.4 | 5.2 | 160.5 | 1320.4 | 12.2 | 0.03 | 1.93
23140 | MERCED 5 1 | 23139 | MERCED 4 1 | 1 | Closed | Line | NO | 26.2 | -5.5 | 26.8 | 220.6 | 12.2 | 0.03 | -0.61
13038 | ROSEBURG 2 2 | 13036 | ROSEBURG 1 1 | 1 | Closed | Line | NO | -23.7 | -0.4 | 23.7 | 195.4 | 12.2 | 0.01 | -0.32
13554 | KLAMATH FALLS 5 1 | 13560 | KLAMATH FALLS 5 7 | 1 | Closed | Transformer | YES | -166.5 | 21.2 | 167.8 | 1381 | 12.1 | 0.03 | 2.6
10505 | CARNATION 1 | 10477 | WOODINVILLE 2 1 | 1 | Closed | Line | NO | 20.7 | -13.8 | 24.9 | 204.9 | 12.1 | 0.02 | -1.65
20484 | MIDDLETOWN 6 1 | 20488 | MIDDLETOWN 6 5 | 1 | Closed | Transformer | YES | -182 | 3.1 | 182.1 | 1500.6 | 12.1 | 0.04 | 3.1
13556 | KLAMATH FALLS 5 3 | 20156 | TULELAKE 1 | 1 | Closed | Line | NO | 25.3 | -5.8 | 26 | 214.2 | 12.1 | 0.15 | -7.79
29033 | NORTH PALM SPRINGS 5 1 | 29036 | NORTH PALM SPRINGS 5 4 | 1 | Closed | TransformerWinding | YES | -17.8 | 3.2 | 18.1 | 149.3 | 12.1 | 0 | 0.05
50225 | GUNNISON 1 1 | 50303 | FERRON 1 | 1 | Closed | Line | NO | -28.2 | 3.1 | 28.4 | 253.4 | 12.1 | 0.13 | -8.81
26071 | TAFT 2 1 | 26073 | TAFT 2 3 | 1 | Closed | Transformer | YES | -38.5 | 4.9 | 38.8 | 320.3 | 12.1 | 0.01 | 0.57
74225 | IDAHO FALLS 7 1 | 74182 | IDAHO FALLS 6 1 | 1 | Closed | Line | NO | 20.6 | -14.9 | 25.4 | 209.4 | 12.1 | 0.01 | -0.65
28880 | BLYTHE 2 2 | 28884 | BLYTHE 2 6 | 1 | Closed | TransformerWinding | YES | 44.5 | 14.6 | 46.9 | 386.9 | 12.1 | 0.01 | 0.4
23103 | HILMAR 1 | 23108 | TURLOCK 3 1 | 1 | Closed | Line | NO | -24.7 | -1.7 | 24.7 | 205.3 | 12.1 | 0.05 | -3.84
25208 | WOODLAND HILLS 3 1 | 25300 | LOS ANGELES 6 1 | 1 | Closed | Line | NO | 21.6 | -12 | 24.7 | 204.4 | 12.1 | 0.01 | -0.39
77263 | BUTTE 3 1 | 77266 | BUTTE 3 4 | 1 | Closed | TransformerWinding | YES | 49 | -18.6 | 52.4 | 433.2 | 12.1 | 0 | -0.26
40698 | DATELAND 1 1 | 40701 | DATELAND 1 4 | 1 | Closed | Transformer | YES | -91 | 0.7 | 91 | 752.5 | 12.1 | 0.01 | 0.66
28924 | NORTH PALM SPRINGS 4 1 | 28926 | NORTH PALM SPRINGS 4 3 | 1 | Closed | Transformer | YES | -49.7 | 6.2 | 50.1 | 414.5 | 12.1 | 0.01 | 0.68
40260 | COTTONWOOD 2 1 | 40752 | MOHAVE VALLEY 2 2 | 1 | Closed | Line | NO | -36.6 | -253.3 | 255.9 | 2118.5 | 12.1 | 0.15 | -355.11
74132 | LOLO 1 | 77126 | CLINTON 2 1 | 1 | Closed | Line | NO | -19.5 | -14.3 | 24.2 | 200.1 | 12.1 | 0.04 | -10.22
11066 | TOUCHET 4 | 10974 | KENNEWICK 6 1 | 1 | Closed | Line | NO | 133.1 | 16.6 | 134.1 | 1128.8 | 12.1 | 0.07 | -13.47
21649 | PITTSBURG 6 1 | 21607 | PITTSBURG 4 1 | 1 | Closed | Line | NO | -127.3 | 11 | 127.8 | 1060 | 12.1 | 0.02 | -2.03
25065 | CARPINTERIA 2 | 25073 | OJAI 1 | 1 | Closed | Line | NO | -17.3 | 14.1 | 22.3 | 200.8 | 12.1 | 0.02 | -2.92
13681 | ARLINGTON 8 1 | 13685 | ARLINGTON 8 5 | 1 | Closed | Transformer | YES | -191.3 | -50.6 | 197.9 | 1647 | 12.1 | 0.03 | 2.55
13059 | GRANTS PASS 3 2 | 13060 | GRANTS PASS 4 1 | 1 | Closed | Line | NO | 10.2 | 19 | 21.6 | 190.3 | 12 | 0.02 | -1.55
60876 | FOUNTAIN 5 1 | 60883 | FOUNTAIN 5 8 | 1 | Closed | Transformer | YES | -34.6 | -90.3 | 96.7 | 814.7 | 12 | 0.02 | 1.52
23355 | GUSTINE 2 | 23111 | LOS BANOS 2 1 | 1 | Closed | Line | NO | 23.9 | 7.7 | 25.1 | 215.3 | 12 | 0.05 | -2.43
70090 | SUNDANCE 1 | 70089 | UPTON 2 | 1 | Closed | Line | NO | 24.1 | -9.6 | 26 | 216.1 | 12 | 0.1 | -8.95
60618 | CHEYENNE WELLS 2 | 60823 | BURLINGTON 5 2 | 1 | Closed | Line | NO | -16.7 | -4.7 | 17.3 | 144.3 | 12 | 0.1 | -5.06
74139 | HAILEY 1 | 74138 | CHALLIS 1 | 1 | Closed | Line | NO | -28.4 | -3.6 | 28.6 | 248 | 12 | 0.21 | -12.05
10615 | REPUBLIC 1 | 11013 | GRAND COULEE 3 | 1 | Closed | Line | NO | -23.9 | -7.4 | 25 | 208.6 | 12 | 0.16 | -4.88
13602 | IDLEYLD PARK 2 2 | 13604 | IDLEYLD PARK 2 4 | 1 | Closed | TransformerWinding | YES | 12.2 | 5.8 | 13.5 | 112.2 | 12 | 0.01 | 0.2
60738 | GEORGETOWN 1 | 60747 | GEORGETOWN 10 | 1 | Closed | Transformer | YES | -94.4 | -12.9 | 95.3 | 796.2 | 12 | 0.02 | 1.62
13470 | UMATILLA 2 1 | 13477 | UMATILLA 2 8 | 1 | Closed | Transformer | YES | -165.1 | 9.5 | 165.3 | 1378.1 | 12 | 0.02 | 1.44
60422 | DENVER 51 1 | 60431 | AURORA 3 1 | 1 | Closed | Line | NO | -17.3 | 3.1 | 17.6 | 147.6 | 12 | 0.01 | -0.36
13470 | UMATILLA 2 1 | 13475 | UMATILLA 2 6 | 1 | Closed | Transformer | YES | -165.1 | 9.9 | 165.4 | 1380 | 12 | 0.02 | 1.77
28541 | SAN DIEGO 39 1 | 28932 | SAN DIEGO 51 5 | 1 | Closed | Line | NO | -24.3 | -4.8 | 24.7 | 206.4 | 12 | 0.01 | -1.61
30013 | RENO 4 2 | 30012 | RENO 4 1 | 1 | Closed | Transformer | YES | -13.6 | -4.1 | 14.2 | 120 | 12 | 0.01 | 0.4
10583 | WEST RICHLAND 1 | 10589 | RICHLAND 1 1 | 1 | Closed | Line | NO | 14.8 | 18.7 | 23.9 | 202.3 | 12 | 0.02 | -0.47
60528 | PUEBLO 5 1 | 60530 | PUEBLO 6 1 | 1 | Closed | Line | NO | -17.6 | -1.5 | 17.6 | 147.1 | 12 | 0.04 | -1.22
25382 | HAWTHORNE 1 1 | 25533 | HUNTINGTON PARK 1 2 | 1 | Closed | Line | NO | 3 | -21.5 | 21.7 | 181.4 | 12 | 0 | -0.44
10203 | LANGLEY 1 | 10087 | PORT LUDLOW 1 | 1 | Closed | Line | NO | 11.7 | 20.2 | 23.3 | 214.8 | 11.9 | 0.03 | -2.64
60674 | BOULDER 9 1 | 60678 | BOULDER 9 5 | 1 | Closed | Transformer | YES | -59 | -26.9 | 64.9 | 546.8 | 11.9 | 0.01 | 0.73
23175 | LEMOORE 2 1 | 23362 | CORCORAN 2 4 | 1 | Closed | Line | NO | 20.6 | 9.2 | 22.6 | 195.5 | 11.9 | 0.03 | -1.72
10293 | FEDERAL WAY 3 1 | 10416 | KENT 4 1 | 1 | Closed | Line | NO | -13.5 | -19.1 | 23.4 | 196.4 | 11.9 | 0.01 | -0.6
26027 | LOS ANGELES 81 2 | 25297 | SHERMAN OAKS 2 3 | 1 | Closed | Line | NO | 20.4 | -12.8 | 24.1 | 202.7 | 11.9 | 0.01 | -0.59
60596 | OLNEY SPRINGS 1 | 60599 | ORDWAY 1 | 1 | Closed | Line | NO | 13.7 | 8.5 | 16.1 | 138.1 | 11.9 | 0.02 | -0.56
70037 | RAWLINS 1 | 70042 | SARATOGA 3 1 | 1 | Closed | Line | NO | 21.5 | -14 | 25.6 | 215.7 | 11.9 | 0.24 | -5.56
30183 | LAS VEGAS 46 2 | 30203 | LAS VEGAS 55 1 | 1 | Closed | Line | NO | 28.5 | -5 | 28.9 | 243.5 | 11.9 | 0.01 | -0.88
40737 | TEMPE 9 1 | 40743 | TEMPE 9 7 | 1 | Closed | Transformer | YES | -57.7 | -28.8 | 64.4 | 544.9 | 11.9 | 0.01 | 0.7
10011 | PORT ANGELES 1 1 | 10020 | PORT ANGELES 2 2 | 1 | Closed | Line | NO | -25.1 | -3.9 | 25.4 | 214.1 | 11.9 | 0.14 | -1.82
40737 | TEMPE 9 1 | 40742 | TEMPE 9 6 | 1 | Closed | Transformer | YES | -57.6 | -28.3 | 64.2 | 545.3 | 11.9 | 0.02 | 1.18
70017 | ROCK SPRINGS 1 1 | 50460 | DUTCH JOHN 3 | 1 | Closed | Line | NO | 10.3 | -19.7 | 22.2 | 186.9 | 11.9 | 0.09 | -7.91
21074 | GLEN ELLEN 1 | 21237 | VALLEJO 4 1 | 1 | Closed | Line | NO | 16.7 | -17.1 | 23.9 | 201.2 | 11.9 | 0.01 | -10.83
10767 | DAYTON 2 2 | 10766 | DAYTON 2 1 | 1 | Closed | Transformer | YES | -41.4 | -0.5 | 41.4 | 349.1 | 11.9 | 0.01 | 0.61
60680 | BURLINGTON 4 2 | 60679 | BURLINGTON 4 1 | 1 | Closed | Transformer | YES | -73 | -15.3 | 74.5 | 629.8 | 11.9 | 0.01 | 0.82
10585 | MOSES LAKE 1 1 | 10606 | WARDEN 1 | 1 | Closed | Line | NO | -11.6 | 8.4 | 14.3 | 168.3 | 11.9 | 0.01 | -7.88
40124 | PRESCOTT VALLEY 2 1 | 40133 | PRESCOTT VALLEY 3 1 | 1 | Closed | Line | NO | 16.5 | -2.9 | 16.8 | 141.4 | 11.9 | 0.02 | -1.76
25562 | SOUTH GATE 2 1 | 25665 | ROSEMEAD 1 1 | 1 | Closed | Line | NO | -3.6 | 18.5 | 18.8 | 162.1 | 11.9 | 0 | -0.43
21217 | OAKLAND 3 1 | 21198 | BERKELEY 3 1 | 1 | Closed | Line | NO | 19.8 | -7.9 | 21.3 | 180.1 | 11.9 | 0 | -0.4
20190 | SACRAMENTO 33 1 | 20137 | SACRAMENTO 13 1 | 1 | Closed | Line | NO | -19.6 | -11.4 | 22.7 | 191.6 | 11.8 | 0.01 | -0.18
23233 | TULARE 1 1 | 23265 | LEMOORE 3 1 | 1 | Closed | Line | NO | -120.4 | -61.1 | 135 | 1140.2 | 11.8 | 0.17 | -51.43
40931 | JOSEPH CITY 2 1 | 40936 | JOSEPH CITY 2 6 | 1 | Closed | Transformer | YES | -168.4 | -91.1 | 191.5 | 1630.1 | 11.8 | 0.04 | 2.94
53123 | ALBUQUERQUE 24 1 | 53121 | ALBUQUERQUE 23 1 | 1 | Closed | Line | NO | 14 | 7.5 | 15.9 | 136.4 | 11.8 | 0.01 | -0.52
50008 | SAINT GEORGE 3 1 | 50017 | HURRICANE 1 | 1 | Closed | Line | NO | 21.9 | -9.8 | 24 | 202.4 | 11.8 | 0.03 | -6.23
53278 | BLOOMFIELD 2 1 | 53281 | BLOOMFIELD 2 4 | 1 | Closed | TransformerWinding | YES | 35.6 | 0.7 | 35.6 | 301.3 | 11.8 | 0.01 | 0.4
21600 | BIRDS LANDING 1 1 | 21604 | BIRDS LANDING 1 5 | 1 | Closed | Transformer | YES | -39 | -11.7 | 40.7 | 345.1 | 11.8 | 0.01 | 0.47
60785 | PUEBLO 13 1 | 60795 | PUEBLO 13 11 | 1 | Closed | Transformer | YES | -33.2 | -16.4 | 37 | 315.3 | 11.8 | 0.01 | 0.61
28038 | ANAHEIM 5 1 | 28035 | ANAHEIM 4 1 | 1 | Closed | Line | NO | 88.3 | -97.8 | 131.8 | 1114.7 | 11.8 | 0.04 | -4.87
21298 | SANTA CRUZ 1 1 | 21685 | COYOTE 2 | 1 | Closed | Line | NO | -133.5 | -0.9 | 133.5 | 1157.4 | 11.8 | 0.17 | -30.27
60735 | NUCLA 2 | 60805 | MONTROSE 4 2 | 1 | Closed | Line | NO | 26.7 | 11.6 | 29.1 | 383.1 | 11.8 | 0.09 | -25.01
40998 | ARLINGTON 12 1 | 41000 | ARLINGTON 12 3 | 1 | Closed | Transformer | YES | -33.9 | -116.3 | 121.2 | 1033.7 | 11.8 | 0.02 | 1.03
53179 | GRANTS 1 | 53197 | RAMAH 3 | 1 | Closed | Line | NO | -17.5 | -2.1 | 17.6 | 149.2 | 11.8 | 0.11 | -1.62
80077 | EL PASO 35 2 | 80079 | EL PASO 35 4 | 1 | Closed | TransformerWinding | YES | -20.9 | 4.4 | 21.4 | 181.5 | 11.8 | -0.01 | -0.25
50197 | LEWISTON 1 2 | 74320 | GRACE 2 4 | 1 | Closed | Line | NO | -28 | 6.2 | 28.6 | 257.5 | 11.8 | 0.17 | -5.37
50352 | MONTEZUMA CREEK 1 | 60010 | CORTEZ 6 | 1 | Closed | Line | NO | 12.4 | -22.1 | 25.3 | 214.1 | 11.8 | 0.09 | -4.44
11000 | GOLDENDALE 5 1 | 11006 | GOLDENDALE 5 7 | 1 | Closed | Transformer | YES | -141.6 | -70.6 | 158.2 | 1347.9 | 11.8 | 0.02 | 1.78
74137 | KIMBERLY 1 1 | 74131 | TWIN FALLS 2 2 | 1 | Closed | Line | NO | 2.7 | 18.2 | 18.4 | 189.2 | 11.8 | 0.01 | -3.95
11000 | GOLDENDALE 5 1 | 11005 | GOLDENDALE 5 6 | 1 | Closed | Transformer | YES | -141.6 | -71 | 158.4 | 1348.5 | 11.8 | 0.01 | 1.34
23448 | TURLOCK 5 7 | 23284 | SAN JOAQUIN 1 1 | 1 | Closed | Line | NO | 389 | -102.9 | 402.3 | 4120.9 | 11.8 | 0.36 | -394.49
25739 | LA HABRA 1 1 | 25754 | ROWLAND HEIGHTS 2 1 | 1 | Closed | Line | NO | 17.5 | -15.5 | 23.4 | 198.3 | 11.8 | 0.01 | -0.5
25283 | LOS ANGELES 3 3 | 25383 | HAWTHORNE 2 1 | 1 | Closed | Line | NO | 23.5 | -4.1 | 23.9 | 202.8 | 11.8 | 0.01 | -1.31
20519 | OROVILLE 6 1 | 20168 | OROVILLE 4 1 | 1 | Closed | Line | NO | 1.6 | -21.9 | 21.9 | 186.1 | 11.8 | 0 | -5.26
26194 | CASTAIC 3 1 | 26199 | CASTAIC 3 6 | 1 | Closed | Transformer | YES | -180.9 | -54.2 | 188.8 | 1613.9 | 11.8 | 0.05 | 3.81
23291 | AUBERRY 1 1 | 23429 | HANFORD 3 5 | 1 | Closed | Line | NO | 121.6 | -61 | 136.1 | 1155.8 | 11.8 | 0.51 | -55.4
60783 | LYONS 3 1 | 60287 | LOVELAND 4 1 | 1 | Closed | Line | NO | 50.3 | 20.4 | 54.3 | 477.5 | 11.8 | 0.04 | -4.73
13048 | GRANTS PASS 1 1 | 13051 | GRANTS PASS 2 2 | 1 | Closed | Line | NO | -22.2 | -7.1 | 23.3 | 198.1 | 11.8 | 0.03 | -1.08
53152 | LAS CRUCES 9 2 | 53164 | HATCH 1 | 1 | Closed | Line | NO | -14.8 | -7.7 | 16.7 | 141.8 | 11.8 | 0.03 | -1.94
21198 | BERKELEY 3 1 | 21224 | BERKELEY 5 1 | 1 | Closed | Line | NO | -15.9 | -18.6 | 24.4 | 207.9 | 11.8 | 0 | -0.14
74161 | BLACKFOOT 1 1 | 74155 | ARCO 1 | 1 | Closed | Line | NO | -26.4 | -5.9 | 27.1 | 230.2 | 11.8 | 0.14 | -8.12
60877 | FOUNTAIN 5 2 | 60639 | FOUNTAIN 3 6 | 1 | Closed | Line | NO | -55.6 | 25.8 | 61.3 | 527.9 | 11.8 | 0.04 | -1.64
20542 | DOBBINS 1 | 20410 | ALTA 1 1 | 1 | Closed | Line | NO | 129.3 | -49 | 138.3 | 1176.8 | 11.8 | 0.17 | -30.01
26152 | TUPMAN 2 1 | 26156 | TUPMAN 2 5 | 1 | Closed | TransformerWinding | YES | 181 | -3.4 | 181 | 1543.2 | 11.7 | 0.12 | 8.79
74154 | DECLO 1 | 74306 | MALTA 1 3 | 1 | Closed | Line | NO | 4.2 | -21.5 | 21.9 | 186.2 | 11.7 | 0.01 | -20.15
60168 | LYONS 2 5 | 60855 | ESTES PARK 2 1 | 1 | Closed | Line | NO | -14.8 | -8.6 | 17.2 | 146.1 | 11.7 | 0.03 | -1.16
77109 | HELENA 2 1 | 77229 | HELENA 4 2 | 1 | Closed | Line | NO | -22.2 | -10.7 | 24.7 | 210.1 | 11.7 | 0.08 | -3.44
13594 | OXBOW 2 1 | 10835 | POMEROY 1 12 | 1 | Closed | Line | NO | -337 | -329.6 | 471.4 | 4016.6 | 11.7 | 0.46 | -524.69
25875 | CARSON 7 2 | 25528 | LONG BEACH 2 1 | 1 | Closed | Line | NO | -13.5 | 21.2 | 25.1 | 217.6 | 11.7 | 0.01 | -0.52
40737 | TEMPE 9 1 | 40745 | TEMPE 9 9 | 1 | Closed | Transformer | YES | -53.8 | -27.1 | 60.2 | 514.7 | 11.7 | 0.01 | 0.4
53173 | MAGDALENA 2 | 53147 | SOCORRO 1 | 1 | Closed | Line | NO | -14.9 | 0.8 | 14.9 | 143 | 11.7 | 0.16 | -6.66
50067 | HERRIMAN 2 1 | 50049 | TOOELE 1 1 | 1 | Closed | Line | NO | 28.4 | 9.9 | 30.1 | 263.1 | 11.7 | 0.03 | -2.16
25901 | LEBEC 1 1 | 25908 | LEBEC 1 8 | 1 | Closed | Transformer | YES | -155.1 | -35.2 | 159.1 | 1359.7 | 11.7 | 0.02 | 1.49
60302 | FORT COLLINS 5 2 | 60554 | GREELEY 4 2 | 1 | Closed | Line | NO | 22.4 | 7.8 | 23.8 | 213.1 | 11.7 | 0.1 | -3.39
25901 | LEBEC 1 1 | 25907 | LEBEC 1 7 | 1 | Closed | Transformer | YES | -155.1 | -34.4 | 158.9 | 1360.1 | 11.7 | 0.03 | 2.23
21279 | MARTINEZ 2 1 | 21370 | CONCORD 4 2 | 1 | Closed | Line | NO | -14.7 | -16.4 | 22 | 188 | 11.7 | 0 | -0.23
10153 | UNIVERSITY PLACE 1 | 10164 | ROY 1 1 | 1 | Closed | Line | NO | 24 | 0.6 | 24 | 204.8 | 11.7 | 0.01 | -0.51
28628 | EL CAJON 3 1 | 28590 | LA MESA 3 1 | 1 | Closed | Line | NO | -15.4 | 15.4 | 21.8 | 192.7 | 11.7 | 0.01 | -1.11
53019 | RUIDOSO 1 | 53010 | RUIDOSO DOWNS 1 | 1 | Closed | Line | NO | 17.3 | -0.8 | 17.3 | 147.5 | 11.7 | 0.03 | -1.03
13569 | ARLINGTON 5 1 | 11068 | ROOSEVELT 2 2 | 1 | Closed | Line | NO | 23.6 | -1.9 | 23.7 | 202.2 | 11.7 | 0.05 | -1.05
60725 | DENVER 55 2 | 60729 | DENVER 55 6 | 1 | Closed | Transformer | YES | -11.6 | -5.3 | 12.8 | 109.6 | 11.7 | 0 | 0.15
25127 | BAKERSFIELD 10 1 | 25133 | BAKERSFIELD 13 1 | 1 | Closed | Line | NO | -21.1 | -5.3 | 21.7 | 185.8 | 11.7 | 0.01 | -0.32
53003 | CAPITAN 1 | 53021 | CARRIZOZO 1 | 1 | Closed | Line | NO | -15.9 | 0.9 | 15.9 | 143.4 | 11.7 | 0.12 | -4.19
10072 | OLYMPIA 10 1 | 10155 | LAKEWOOD 2 1 | 1 | Closed | Line | NO | 21.2 | -11.3 | 24.1 | 205.7 | 11.7 | 0.03 | -0.57
20014 | FORT BRAGG 1 | 20019 | WILLITS 1 | 1 | Closed | Line | NO | 19.4 | -13.6 | 23.7 | 202.7 | 11.7 | 0.02 | -3.62
25901 | LEBEC 1 1 | 25906 | LEBEC 1 6 | 1 | Closed | Transformer | YES | -155.1 | -35.2 | 159.1 | 1363.7 | 11.7 | 0.02 | 1.49
28880 | BLYTHE 2 2 | 28954 | BLYTHE 3 6 | 1 | Closed | Line | NO | 122.3 | -31.5 | 126.3 | 1080.2 | 11.7 | 0.11 | -21.99
50175 | LEHI 1 2 | 50264 | PLEASANT GROVE 2 2 | 1 | Closed | Line | NO | -8.4 | -26.5 | 27.8 | 238.1 | 11.7 | 0.01 | -1.27
50438 | MAGNA 3 1 | 50442 | MAGNA 3 5 | 1 | Closed | Transformer | YES | -31.7 | -14.2 | 34.7 | 299.2 | 11.7 | 0.01 | 0.61
25901 | LEBEC 1 1 | 25905 | LEBEC 1 5 | 1 | Closed | Transformer | YES | -155.1 | -34.4 | 158.9 | 1364.7 | 11.7 | 0.03 | 2.22
30073 | HAWTHORNE 4 1 | 30381 | LUNING 1 | 1 | Closed | Line | NO | -27.7 | 5.1 | 28.1 | 249.9 | 11.7 | 0.12 | -3.82
25297 | SHERMAN OAKS 2 3 | 25381 | LOS ANGELES 20 1 | 1 | Closed | Line | NO | -7.5 | -19.3 | 20.7 | 177.2 | 11.7 | 0 | -1.06
60683 | PLATTEVILLE 2 2 | 60692 | PLATTEVILLE 2 11 | 1 | Closed | Transformer | YES | -36.8 | 4.8 | 37.1 | 318.1 | 11.7 | 0.01 | 0.64
25901 | LEBEC 1 1 | 25904 | LEBEC 1 4 | 1 | Closed | Transformer | YES | -155.1 | -34.5 | 158.9 | 1365.8 | 11.7 | 0.03 | 2.12
13638 | MILTON FREEWATER 2 2 | 13607 | ATHENA 3 | 1 | Closed | Line | NO | -23.3 | 4.4 | 23.7 | 204.3 | 11.7 | 0.01 | -0.58
23328 | BIG CREEK 1 9 | 23468 | BIG CREEK 4 11 | 1 | Closed | Line | NO | -22.8 | -1.8 | 22.9 | 196.2 | 11.7 | 0.01 | -1.63
60326 | DENVER 18 1 | 60244 | ARVADA 6 3 | 1 | Closed | Line | NO | 6.7 | -13.4 | 15 | 128.2 | 11.7 | 0 | -0.09
10167 | VANCOUVER 12 1 | 13304 | PORTLAND 34 1 | 1 | Closed | Line | NO | 37.2 | 7 | 37.8 | 328.1 | 11.6 | 0.03 | -2.01
25399 | LOS ANGELES 22 1 | 25459 | LOS ANGELES 45 2 | 1 | Closed | Line | NO | -18.8 | -14.4 | 23.6 | 203 | 11.6 | 0.01 | -0.99
21292 | PALO ALTO 2 1 | 21357 | SUNNYVALE 2 1 | 1 | Closed | Line | NO | -26.9 | -0.2 | 26.9 | 231.2 | 11.6 | 0.03 | -0.94
10151 | OLALLA 3 | 10152 | OLALLA 4 | 1 | Closed | TransformerWinding | YES | -11.7 | -1.2 | 11.8 | 101.6 | 11.6 | 0.01 | 0.21
23043 | STOCKTON 9 1 | 23067 | MANTECA 4 3 | 1 | Closed | Line | NO | 24.5 | -2.6 | 24.6 | 212.1 | 11.6 | 0.03 | -5.93
60749 | BRUSH 3 2 | 60748 | BRUSH 3 1 | 1 | Closed | Transformer | YES | -62.4 | -32.8 | 70.4 | 608.6 | 11.6 | 0.01 | 0.82
50439 | MAGNA 3 2 | 50112 | SALT LAKE CITY 7 1 | 1 | Closed | Line | NO | 26 | 9.1 | 27.6 | 239.1 | 11.6 | 0.02 | -0.7
77268 | GREAT FALLS 8 1 | 77230 | HELENA 4 3 | 1 | Closed | Line | NO | 114.6 | -28 | 117.9 | 1046.2 | 11.6 | 0.44 | -70.2
13660 | WASCO 4 1 | 13517 | WASCO 2 2 | 1 | Closed | Line | NO | -20.9 | 11.2 | 23.7 | 210.5 | 11.6 | 0.03 | -1.56
60711 | NEW RAYMER 3 | 60655 | PEETZ 3 3 | 1 | Closed | Line | NO | -15.5 | 4.1 | 16 | 144 | 11.6 | 0.06 | -2.16
23037 | SOLEDAD 1 1 | 23039 | SOLEDAD 2 1 | 1 | Closed | Line | NO | 24.2 | -5.2 | 24.8 | 213.2 | 11.6 | 0.03 | -3.02
28804 | HEBER 2 1 | 28912 | SEELEY 2 | 1 | Closed | Line | NO | 21.7 | 4.7 | 22.2 | 202.6 | 11.6 | 0.02 | -4.38
60460 | CASTLE ROCK 5 1 | 60407 | LARKSPUR 1 | 1 | Closed | Line | NO | 17.6 | 0.2 | 17.6 | 151.4 | 11.6 | 0.04 | -1.1
23109 | VALLEY SPRINGS 1 | 23072 | LODI 2 1 | 1 | Closed | Line | NO | 17.9 | 12 | 21.6 | 202 | 11.6 | 0.02 | -3.16
40074 | BUCKEYE 3 1 | 40273 | CHANDLER 2 1 | 1 | Closed | Line | NO | 289.3 | 10.4 | 289.5 | 2570.7 | 11.6 | 0.35 | -64.39
21095 | SONOMA 2 1 | 21177 | NAPA 1 1 | 1 | Closed | Line | NO | 0.8 | 15.9 | 15.9 | 150.1 | 11.6 | 0.01 | -1.52
23072 | LODI 2 1 | 20467 | HERALD 3 | 1 | Closed | Line | NO | -24.6 | 0.8 | 24.6 | 213.3 | 11.6 | 0.12 | -0.65
28045 | GARDEN GROVE 4 1 | 28110 | ORANGE 2 1 | 1 | Closed | Line | NO | -20.5 | 10.8 | 23.2 | 200.8 | 11.6 | 0 | -0.26
26194 | CASTAIC 3 1 | 26197 | CASTAIC 3 4 | 1 | Closed | Transformer | YES | -178.6 | -56.3 | 187.2 | 1619.3 | 11.6 | 0.02 | 1.69
74111 | KELLOGG 1 | 74054 | SAINT MARIES 1 | 1 | Closed | Line | NO | 26.1 | -3.2 | 26.3 | 227 | 11.6 | 0.22 | -3.24
28989 | PARKER DAM 2 | 28988 | PARKER DAM 1 | 1 | Closed | Transformer | YES | -39.8 | 2.2 | 39.9 | 344 | 11.6 | 0 | 0.29
10086 | BLAINE 1 3 | 10136 | FERNDALE 1 2 | 1 | Closed | Line | NO | -24.6 | -5.1 | 25.1 | 216.7 | 11.6 | 0.02 | -0.99
21332 | MOUNTAIN VIEW 3 1 | 21292 | PALO ALTO 2 1 | 1 | Closed | Line | NO | -25.7 | 1.9 | 25.7 | 222.5 | 11.6 | 0.01 | -0.4
28881 | BLYTHE 2 3 | 28989 | PARKER DAM 2 | 1 | Closed | Line | NO | -22.3 | -4.6 | 22.8 | 203 | 11.6 | 0.14 | -11.43
25156 | THOUSAND OAKS 2 1 | 25196 | CANOGA PARK 1 3 | 1 | Closed | Line | NO | 28.3 | 101.4 | 105.3 | 1035.4 | 11.6 | 0.07 | -14.94
74134 | JEROME 2 | 74124 | WENDELL 1 | 1 | Closed | Line | NO | -23.7 | -0.2 | 23.7 | 205.1 | 11.6 | 0.03 | -1.21
23121 | ATWATER 1 1 | 23131 | MERCED 1 1 | 1 | Closed | Line | NO | 24.3 | 1 | 24.4 | 216.7 | 11.6 | 0.03 | -4.94
74168 | POCATELLO 4 2 | 74167 | POCATELLO 4 1 | 1 | Closed | Transformer | YES | -34.9 | 20.5 | 40.4 | 350.3 | 11.5 | 0.01 | 0.32
40830 | CHANDLER 14 12 | 40898 | GILBERT 12 1 | 1 | Closed | Line | NO | -391.4 | 82.9 | 400.1 | 4022.7 | 11.5 | 0.23 | -166.07
40737 | TEMPE 9 1 | 40744 | TEMPE 9 8 | 1 | Closed | Transformer | YES | -53.8 | -26.3 | 59.8 | 523.6 | 11.5 | 0.02 | 1.2
11010 | SHELTON 4 4 | 10731 | SHELTON 3 2 | 1 | Closed | Line | NO | -24.2 | 1.7 | 24.3 | 211 | 11.5 | 0.03 | -0.6
53098 | ALBUQUERQUE 16 2 | 53267 | ALBUQUERQUE 30 2 | 1 | Closed | Line | NO | -13.1 | 8.9 | 15.9 | 141.3 | 11.5 | 0.01 | -0.72
25721 | MONROVIA 2 1 | 25759 | WEST COVINA 6 1 | 1 | Closed | Line | NO | 11.6 | 18.8 | 22.1 | 194.6 | 11.5 | 0.01 | -0.38
13260 | PORTLAND 12 1 | 10101 | VANCOUVER 4 2 | 1 | Closed | Line | NO | -19.9 | 9.3 | 22 | 194.3 | 11.5 | 0.01 | -0.98
80001 | EL PASO 1 2 | 53265 | LA MESA 5 4 | 1 | Closed | Line | NO | -8.9 | -12.5 | 15.3 | 133.2 | 11.5 | 0.01 | -1.03
13410 | BOARDMAN 1 2 | 10823 | BICKLETON 1 4 | 1 | Closed | Line | NO | 15.5 | -16.1 | 22.4 | 194.5 | 11.5 | 0.04 | -2.72
23316 | SAN ARDO 1 2 | 25003 | TEMPLETON 1 | 1 | Closed | Line | NO | 23.6 | 0.9 | 23.6 | 213.2 | 11.5 | 0.1 | -6.07
30338 | BOULDER CITY 4 1 | 30355 | BUNKERVILLE 1 5 | 1 | Closed | Line | NO | 123.7 | 19.1 | 125.1 | 1098.8 | 11.5 | 0.06 | -6.55
25783 | WALNUT 2 1 | 25780 | GLENDORA 1 2 | 1 | Closed | Line | NO | 19.9 | 11.1 | 22.8 | 199.7 | 11.5 | 0.01 | -0.32
40614 | PINON 1 | 40593 | KYKOTSMOVI VILLAGE 1 | 1 | Closed | Line | NO | 15.2 | -5.7 | 16.3 | 141.6 | 11.5 | 0.09 | -1.47
23448 | TURLOCK 5 7 | 23457 | TRACY 8 8 | 1 | Closed | Line | NO | -438.4 | -34.6 | 439.7 | 4114.3 | 11.5 | 0.29 | -210.12
74132 | LOLO 1 | 77163 | VICTOR 2 3 | 1 | Closed | Line | NO | 17 | 9.4 | 19.5 | 196 | 11.5 | 0.06 | -5.37
20004 | ARCATA 1 | 20015 | HOOPA 1 | 1 | Closed | Line | NO | -21.8 | -4.6 | 22.3 | 194.3 | 11.5 | 0.06 | -5.52
28597 | BEAUMONT 2 1 | 28555 | CALIMESA 1 | 1 | Closed | Line | NO | 20.2 | -9.8 | 22.5 | 195.6 | 11.5 | 0.02 | -2.25
10707 | WENATCHEE 3 1 | 10715 | WENATCHEE 3 9 | 1 | Closed | Transformer | YES | -172.4 | 11.7 | 172.8 | 1505.3 | 11.5 | 0.01 | 1.04
77214 | HARDIN 2 1 | 77218 | HARDIN 2 5 | 1 | Closed | Transformer | YES | -35.5 | -23.4 | 42.5 | 373.6 | 11.5 | 0.01 | 0.62
10595 | OMAK 1 | 10900 | COULEE CITY 1 2 | 1 | Closed | Line | NO | -11.2 | -18.3 | 21.5 | 187.2 | 11.5 | 0.01 | -30
26035 | OXNARD 13 1 | 26040 | OXNARD 13 6 | 1 | Closed | Transformer | YES | -137.4 | -67.7 | 153.2 | 1345.2 | 11.5 | 0.03 | 2.58
53209 | ZUNI 1 | 40684 | SANDERS 2 | 1 | Closed | Line | NO | 14.4 | 1.5 | 14.5 | 127.7 | 11.5 | 0.07 | -1.44
50061 | OGDEN 1 3 | 50084 | ROY 3 3 | 1 | Closed | Line | NO | -19.3 | 23.6 | 30.5 | 269.7 | 11.5 | 0.02 | -0.6
21492 | SAN JOSE 16 1 | 21546 | SAN JOSE 37 1 | 1 | Closed | Line | NO | 20.3 | 13.4 | 24.4 | 226.1 | 11.5 | 0.02 | -2.69
20146 | ELK GROVE 2 1 | 20179 | SACRAMENTO 29 1 | 1 | Closed | Line | NO | -22.2 | -4.8 | 22.7 | 198.4 | 11.5 | 0.01 | -1.32
20480 | REDDING 11 1 | 20497 | REDDING 12 1 | 1 | Closed | Line | NO | 98.4 | -80.8 | 127.3 | 1111.1 | 11.5 | 0.1 | -14.07
25716 | WHITTIER 6 1 | 25878 | LA PUENTE 5 3 | 1 | Closed | Line | NO | -21.2 | -8.9 | 23 | 200.7 | 11.5 | 0.02 | -1.3
28813 | PALA 7 | 28502 | ESCONDIDO 3 1 | 1 | Closed | Line | NO | -111.3 | 44.7 | 119.9 | 1108.1 | 11.5 | 0.08 | -16.17
13039 | WINSTON 1 | 13079 | MYRTLE CREEK 2 | 1 | Closed | Line | NO | 22.8 | -1.6 | 22.8 | 200.4 | 11.5 | 0.04 | -4.72
74181 | REXBURG 2 1 | 74176 | IDAHO FALLS 4 1 | 1 | Closed | Line | NO | -15.4 | -14.3 | 21 | 183.8 | 11.4 | 0.03 | -2.48
25561 | SOUTH GATE 1 1 | 25378 | LAWNDALE 2 2 | 1 | Closed | Line | NO | 2.5 | -22.3 | 22.4 | 195.7 | 11.4 | 0.01 | -0.69
28067 | COSTA MESA 4 1 | 28133 | TUSTIN 3 1 | 1 | Closed | Line | NO | 17.4 | -15.2 | 23.1 | 202.1 | 11.4 | 0 | -0.38
20126 | SACRAMENTO 9 1 | 20144 | ELK GROVE 1 1 | 1 | Closed | Line | NO | 17.3 | -13.7 | 22.1 | 193 | 11.4 | 0.01 | -0.39
30049 | CARSON CITY 4 1 | 30024 | CARSON CITY 2 1 | 1 | Closed | Line | NO | -8.4 | -26.4 | 27.7 | 242.8 | 11.4 | 0.01 | -0.93
60509 | COLORADO SPRINGS 19 2 | 60466 | COLORADO SPRINGS 9 2 | 1 | Closed | Line | NO | 14.4 | 7.6 | 16.3 | 143.4 | 11.4 | 0.01 | -0.26
60696 | LAMAR 2 1 | 60625 | HOLLY 1 | 1 | Closed | Line | NO | 16.5 | -2.2 | 16.7 | 145.9 | 11.4 | 0.07 | -3.02
21235 | VALLEJO 3 1 | 21237 | VALLEJO 4 1 | 1 | Closed | Line | NO | -23.1 | -4.5 | 23.5 | 206.4 | 11.4 | 0 | -0.2
40704 | NOGALES 2 1 | 40707 | NOGALES 2 4 | 1 | Closed | Transformer | YES | -53.8 | -27 | 60.1 | 529.5 | 11.4 | 0.01 | 0.53
10523 | YAKIMA 1 1 | 10967 | PACKWOOD 2 | 1 | Closed | Line | NO | 19.8 | -10.9 | 22.6 | 198.5 | 11.4 | 0.07 | -2.84
23462 | BIG CREEK 4 5 | 23464 | BIG CREEK 4 7 | 1 | Closed | TransformerWinding | YES | 11.7 | -0.8 | 11.7 | 102.6 | 11.4 | 0.01 | 0.23
60654 | PEETZ 3 2 | 60653 | PEETZ 3 1 | 1 | Closed | Transformer | YES | -64.6 | 15.4 | 66.4 | 582.7 | 11.4 | 0.01 | 0.78
40619 | BYLAS 3 | 40640 | PIMA 1 | 1 | Closed | Line | NO | -14 | 1.5 | 14.1 | 136.4 | 11.4 | 0.02 | -5.17
25874 | CARSON 7 1 | 25972 | LONG BEACH 26 1 | 1 | Closed | Line | NO | -121.2 | 34 | 125.8 | 1120.8 | 11.4 | 0.03 | -5.82
28904 | OCOTILLO 2 | 28903 | OCOTILLO 1 | 1 | Closed | Transformer | YES | -111.2 | -99 | 148.9 | 1320.7 | 11.4 | 0.02 | 1.81
77077 | GREAT FALLS 5 1 | 77290 | GREAT FALLS 9 1 | 1 | Closed | Line | NO | -22.5 | -11.8 | 25.4 | 223.9 | 11.4 | 0.03 | -3.77
40527 | TUCSON 23 1 | 40547 | TUCSON 34 3 | 1 | Closed | Line | NO | 4.6 | 10.5 | 11.5 | 125 | 11.4 | 0.01 | -2.91
30087 | TONOPAH 1 3 | 30100 | ALAMO 2 1 | 1 | Closed | Line | NO | 27.8 | -10.6 | 29.8 | 262.1 | 11.4 | 0.3 | -15.51
74073 | EAGLE 2 2 | 74065 | EMMETT 2 | 1 | Closed | Line | NO | -23.9 | 4.3 | 24.3 | 218.8 | 11.4 | 0.03 | -2.36
28762 | DESERT HOT SPRINGS 4 1 | 28770 | DESERT HOT SPRINGS 4 9 | 1 | Closed | Transformer | YES | -132.8 | -65.7 | 148.1 | 1312.6 | 11.4 | 0.03 | 2.2
30003 | RENO 2 2 | 20275 | PORTOLA 1 | 1 | Closed | Line | NO | -19 | 10.9 | 21.9 | 225.7 | 11.4 | 0.1 | -6.17
23490 | PIONEER 3 2 | 23492 | PIONEER 3 4 | 1 | Closed | TransformerWinding | YES | 12.8 | 0.5 | 12.8 | 112.9 | 11.4 | 0.01 | 0.19
28762 | DESERT HOT SPRINGS 4 1 | 28769 | DESERT HOT SPRINGS 4 8 | 1 | Closed | Transformer | YES | -132.8 | -66.6 | 148.6 | 1314.2 | 11.3 | 0.01 | 1.25
28108 | ORANGE 1 1 | 29045 | BREA 3 2 | 1 | Closed | Line | NO | -17.5 | 12.5 | 21.5 | 196.5 | 11.3 | 0.01 | -1.26
28762 | DESERT HOT SPRINGS 4 1 | 28768 | DESERT HOT SPRINGS 4 7 | 1 | Closed | Transformer | YES | -132.8 | -66.3 | 148.4 | 1314.7 | 11.3 | 0.02 | 1.58
60588 | KIOWA 1 | 60593 | BYERS 1 | 1 | Closed | Line | NO | -15.5 | 3.4 | 15.9 | 153.3 | 11.3 | 0.08 | -4.28
53201 | CHURCH ROCK 2 | 53203 | GALLUP 1 1 | 1 | Closed | Line | NO | 15.1 | 5.5 | 16.1 | 147.1 | 11.3 | 0.04 | -1.67
60105 | ANTONITO 1 | 60116 | LA JARA 1 | 1 | Closed | Line | NO | -14.2 | 6.3 | 15.5 | 151.3 | 11.3 | 0.07 | -3.18
30216 | HENDERSON 7 1 | 30206 | LAS VEGAS 57 1 | 1 | Closed | Line | NO | 21.5 | -17.3 | 27.5 | 243.1 | 11.3 | 0 | -0.28
60682 | PLATTEVILLE 2 1 | 60688 | PLATTEVILLE 2 7 | 1 | Closed | Transformer | YES | -102.5 | -31.6 | 107.3 | 950.7 | 11.3 | 0.02 | 1.2
28762 | DESERT HOT SPRINGS 4 1 | 28766 | DESERT HOT SPRINGS 4 5 | 1 | Closed | Transformer | YES | -132.8 | -65.9 | 148.2 | 1317.2 | 11.3 | 0.02 | 1.92
10353 | SEATTLE 42 8 | 10468 | BELLEVUE 7 1 | 1 | Closed | Line | NO | -122.5 | 22.4 | 124.6 | 1118.6 | 11.3 | 0.06 | -9.09
20291 | BURNEY 1 1 | 20293 | BURNEY 1 3 | 1 | Closed | Transformer | YES | -42.4 | -20.9 | 47.3 | 420.4 | 11.3 | 0.01 | 0.7
40335 | SCOTTSDALE 8 1 | 40214 | PHOENIX 30 1 | 1 | Closed | Line | NO | -201.7 | 165.6 | 260.9 | 2463.4 | 11.3 | 0.1 | -26.65
60163 | LIVERMORE 7 1 | 60199 | LAPORTE 1 | 1 | Closed | Line | NO | -3.3 | -12.3 | 12.7 | 112.7 | 11.3 | 0.04 | -1.84
30117 | LAS VEGAS 13 1 | 30158 | LAS VEGAS 37 1 | 1 | Closed | Line | NO | 26.7 | -8.4 | 28 | 247.3 | 11.3 | 0.01 | -0.93
25733 | BALDWIN PARK 1 3 | 25744 | WEST COVINA 2 1 | 1 | Closed | Line | NO | -20.6 | -8.5 | 22.3 | 197.3 | 11.3 | 0 | -0.87
28762 | DESERT HOT SPRINGS 4 1 | 28765 | DESERT HOT SPRINGS 4 4 | 1 | Closed | Transformer | YES | -132.8 | -65.4 | 148 | 1318.8 | 11.3 | 0.03 | 2.48
23155 | MADERA 3 1 | 23496 | CHOWCHILLA 2 2 | 1 | Closed | Line | NO | -23 | 5.8 | 23.7 | 220.3 | 11.3 | 0.05 | -3.77
10707 | WENATCHEE 3 1 | 10710 | WENATCHEE 3 4 | 1 | Closed | Transformer | YES | -171.1 | 13.7 | 171.7 | 1518.6 | 11.3 | 0.04 | 3.11
40729 | CHLORIDE 1 1 | 40736 | CHLORIDE 1 8 | 1 | Closed | Transformer | YES | -50.9 | -5.7 | 51.3 | 455 | 11.3 | 0.02 | 1.17
77003 | SHERIDAN 2 2 | 70039 | RANCHESTER 2 | 1 | Closed | Line | NO | -26.2 | -2.7 | 26.3 | 233.2 | 11.3 | 0.08 | -1.77
23182 | FRESNO 12 1 | 23181 | FRESNO 11 1 | 1 | Closed | Line | NO | -23 | 1.1 | 23 | 204.4 | 11.3 | 0.01 | -0.49
10635 | SPOKANE 2 1 | 10647 | SPOKANE 8 1 | 1 | Closed | Line | NO | -15 | -17.2 | 22.8 | 202.4 | 11.3 | 0.02 | -0.26
40023 | GOLDEN VALLEY 1 1 | 40021 | DOLAN SPRINGS 2 | 1 | Closed | Line | NO | -12.5 | 6 | 13.9 | 131.4 | 11.3 | 0.09 | -1.78
28460 | APPLE VALLEY 1 3 | 28848 | VICTORVILLE 7 2 | 1 | Closed | Line | NO | -116.4 | -47.1 | 125.5 | 1113.4 | 11.3 | 0.07 | -14.69
23374 | MOSS LANDING 1 | 23284 | SAN JOAQUIN 1 1 | 1 | Closed | Line | NO | 418.4 | -189.1 | 459.2 | 4073 | 11.3 | 0.46 | -373.5
21276 | LOS ALTOS 1 2 | 21315 | MOUNTAIN VIEW 1 1 | 1 | Closed | Line | NO | 25.9 | -7.1 | 26.9 | 238.5 | 11.3 | 0.01 | -1.06
13130 | COTTAGE GROVE 1 | 13563 | SPRINGFIELD 5 2 | 1 | Closed | Line | NO | -23.8 | -2.2 | 23.9 | 213.4 | 11.3 | 0.04 | -5.24
23040 | STOCKTON 6 1 | 23067 | MANTECA 4 3 | 1 | Closed | Line | NO | 15.5 | -17.7 | 23.5 | 208.9 | 11.3 | 0.01 | -6.62
25523 | COMPTON 3 2 | 25545 | LONG BEACH 5 1 | 1 | Closed | Line | NO | 12 | 17.1 | 20.9 | 189.2 | 11.3 | 0 | -0.52
70076 | CHEYENNE 2 2 | 70138 | CHEYENNE 7 4 | 1 | Closed | Line | NO | -13.1 | -8.8 | 15.8 | 140.4 | 11.3 | 0.02 | -2.47
25138 | BAKERSFIELD 14 1 | 26057 | BAKERSFIELD 32 4 | 1 | Closed | Line | NO | -116.1 | -61.1 | 131.2 | 1167.6 | 11.2 | 0.11 | -14.54
20084 | DAVIS 2 2 | 21674 | VACAVILLE 5 2 | 1 | Closed | Line | NO | -21 | -5 | 21.5 | 191.8 | 11.2 | 0.04 | -1.41
20088 | RIO VISTA 1 1 | 21601 | BIRDS LANDING 1 2 | 1 | Closed | Line | NO | 2 | -18.5 | 18.6 | 165.9 | 11.2 | 0 | -0.5
28411 | FALLBROOK 1 1 | 28469 | MURRIETA 3 1 | 1 | Closed | Line | NO | -19.2 | 7.4 | 20.6 | 194.5 | 11.2 | 0.02 | -2.94
74019 | WILDER 1 | 74001 | HOMEDALE 1 | 1 | Closed | Line | NO | -23.4 | -7.4 | 24.6 | 218.8 | 11.2 | 0.02 | -0.61
74167 | POCATELLO 4 1 | 74317 | GRACE 2 1 | 1 | Closed | Line | NO | -75 | -91.7 | 118.5 | 1055.2 | 11.2 | 0.2 | -30.99
23363 | BISHOP 3 1 | 23336 | BISHOP 2 1 | 1 | Closed | Line | NO | 6.9 | 16.4 | 17.8 | 163.6 | 11.2 | 0.01 | -0.67
60084 | GUNNISON 2 1 | 60806 | MONTROSE 4 3 | 1 | Closed | Line | NO | -15.1 | -5.8 | 16.2 | 143.9 | 11.2 | 0.15 | -2.36
30203 | LAS VEGAS 55 1 | 30184 | LAS VEGAS 47 1 | 1 | Closed | Line | NO | 27 | 7.2 | 28 | 249.7 | 11.2 | 0 | -0.22
40860 | TUCSON 50 10 | 40554 | TUCSON 38 1 | 1 | Closed | Line | NO | 274.1 | 46.2 | 277.9 | 2528.2 | 11.2 | 0.11 | -27.34
50123 | OGDEN 7 1 | 50107 | HILL AFB 3 | 1 | Closed | Line | NO | 27.1 | 6.9 | 28 | 250.7 | 11.2 | 0.01 | -0.54
40939 | TEMPE 10 1 | 40946 | TEMPE 10 8 | 1 | Closed | Transformer | YES | -52.9 | -21.2 | 57 | 510.5 | 11.2 | 0.01 | 0.62
25853 | CARSON 6 1 | 25856 | CARSON 6 4 | 1 | Closed | TransformerWinding | YES | -31.9 | 0.9 | 31.9 | 284.6 | 11.2 | 0 | 0.06
28131 | SANTA ANA 11 2 | 28092 | ANAHEIM 10 2 | 1 | Closed | Line | NO | -7.4 | -20.7 | 22 | 196.5 | 11.2 | 0.01 | -0.8
20216 | ROCKLIN 2 2 | 20214 | ROCKLIN 1 1 | 1 | Closed | Line | NO | 19.6 | -7.3 | 20.9 | 186.5 | 11.2 | 0.01 | -0.84
40668 | SAFFORD 1 | 40671 | SAFFORD 4 | 1 | Closed | TransformerWinding | YES | 87.3 | -8.2 | 87.7 | 784 | 11.2 | 0.01 | 0.91
60199 | LAPORTE 1 | 60290 | WELLINGTON 3 1 | 1 | Closed | Line | NO | -10.2 | -11.4 | 15.3 | 136.8 | 11.2 | 0.02 | -1.28
25088 | MC FARLAND 1 | 26091 | DELANO 4 2 | 1 | Closed | Line | NO | -22 | -6 | 22.8 | 203.5 | 11.2 | 0.03 | -0.74
13314 | PORTLAND 37 1 | 10101 | VANCOUVER 4 2 | 1 | Closed | Line | NO | 20.6 | -7.1 | 21.8 | 194.8 | 11.2 | 0 | -0.18
23391 | BISHOP 4 1 | 23393 | BISHOP 4 3 | 1 | Closed | Transformer | YES | -32.6 | -14 | 35.5 | 319.2 | 11.2 | 0.01 | 0.38
21420 | SAN RAMON 2 1 | 21371 | CASTRO VALLEY 3 1 | 1 | Closed | Line | NO | 12.6 | 14.6 | 19.3 | 173.9 | 11.2 | 0 | -0.22
23108 | TURLOCK 3 1 | 23350 | TURLOCK 4 1 | 1 | Closed | Line | NO | -22.9 | -4.2 | 23.3 | 208.3 | 11.2 | 0.03 | -1.51
60567 | PUEBLO 8 1 | 60576 | PUEBLO 10 1 | 1 | Closed | Line | NO | 11.9 | 9.4 | 15.2 | 136.5 | 11.2 | 0.01 | -0.12
25258 | VENICE 2 1 | 25300 | LOS ANGELES 6 1 | 1 | Closed | Line | NO | -23.4 | -1.6 | 23.4 | 209.7 | 11.2 | 0.02 | -0.47
28548 | SAN DIEGO 41 1 | 28598 | CHULA VISTA 6 1 | 1 | Closed | Line | NO | -124.5 | 3.7 | 124.6 | 1129.7 | 11.2 | 0.07 | -15.06
25091 | BAKERSFIELD 2 1 | 25123 | BAKERSFIELD 9 1 | 1 | Closed | Line | NO | 23.3 | 0.6 | 23.3 | 208.7 | 11.2 | 0.02 | -0.5
13463 | CLATSKANIE 2 2 | 13690 | CLATSKANIE 5 2 | 1 | Closed | Line | NO | -22.1 | -2.3 | 22.2 | 199.1 | 11.1 | 0 | -0.02
60056 | DURANGO 3 1 | 60061 | MONTROSE 2 3 | 1 | Closed | Line | NO | -45.1 | -34.7 | 56.8 | 509.9 | 11.1 | 0.14 | -56.77
40939 | TEMPE 10 1 | 40945 | TEMPE 10 7 | 1 | Closed | Transformer | YES | -52.9 | -21 | 56.9 | 513.5 | 11.1 | 0.01 | 0.75
25052 | GOLETA 2 1 | 25049 | GOLETA 1 2 | 1 | Closed | Line | NO | -22.7 | 1.9 | 22.8 | 206 | 11.1 | 0.01 | -1.31
77230 | HELENA 4 3 | 77263 | BUTTE 3 1 | 1 | Closed | Line | NO | 49.2 | 44.8 | 66.6 | 1085.2 | 11.1 | 0.25 | -65.62
28996 | COACHELLA 3 4 | 28679 | INDIO 2 1 | 1 | Closed | Line | NO | 18.4 | 11.3 | 21.6 | 198.7 | 11.1 | 0.03 | -0.97
21600 | BIRDS LANDING 1 1 | 21603 | BIRDS LANDING 1 4 | 1 | Closed | Transformer | YES | -36.5 | -11.5 | 38.2 | 345.5 | 11.1 | 0.01 | 0.6
25574 | LOS ANGELES 77 1 | 25443 | LOS ANGELES 36 1 | 1 | Closed | Line | NO | -0.4 | -18 | 18 | 162.2 | 11.1 | 0 | -0.4
20279 | TRUCKEE 1 | 30013 | RENO 4 2 | 1 | Closed | Line | NO | 23.9 | -0.3 | 23.9 | 215.4 | 11.1 | 0.07 | -1.15
77043 | HARLOWTON 1 | 77208 | TWO DOT 3 | 1 | Closed | Line | NO | 3.7 | 19.4 | 19.7 | 191.2 | 11.1 | 0.04 | -1.54
74218 | BOISE 14 1 | 74221 | BOISE 14 4 | 1 | Closed | Transformer | YES | -33.7 | -12.4 | 35.9 | 325.4 | 11.1 | 0.01 | 0.56
53189 | THOREAU 1 | 53208 | YATAHEY 3 | 1 | Closed | Line | NO | 14.5 | 3.3 | 14.9 | 145.9 | 11.1 | 0.06 | -4.06
13244 | TUALATIN 2 1 | 13236 | PORTLAND 6 3 | 1 | Closed | Line | NO | -19.4 | 9.6 | 21.7 | 196.6 | 11.1 | 0.01 | -0.31
25032 | SANTA MARIA 2 1 | 25027 | GUADALUPE 1 | 1 | Closed | Line | NO | 3.7 | -17.4 | 17.8 | 160.4 | 11.1 | 0.02 | -1.39
23458 | BIG CREEK 4 1 | 23464 | BIG CREEK 4 7 | 1 | Closed | TransformerWinding | YES | -22.7 | 2 | 22.8 | 205.2 | 11.1 | 0 | -0.07
40602 | MONUMENT VALLEY 1 | 40610 | KAYENTA 1 | 1 | Closed | Line | NO | 15.8 | -0.7 | 15.8 | 145.2 | 11.1 | 0.11 | -4.39
20030 | WEAVERVILLE 1 | 20352 | REDDING 7 2 | 1 | Closed | Line | NO | -20.7 | 3.6 | 21 | 193.4 | 11.1 | 0.03 | -2.05
13637 | MILTON FREEWATER 2 1 | 13640 | MILTON FREEWATER 2 4 | 1 | Closed | TransformerWinding | YES | 58.3 | 3.4 | 58.4 | 527.1 | 11.1 | 0.03 | 1.46
40848 | GILA BEND 4 2 | 40847 | GILA BEND 4 1 | 1 | Closed | Transformer | YES | 14.2 | -17.1 | 22.2 | 200.8 | 11.1 | 0 | 0.1
53250 | DEMING 3 1 | 53238 | SUNLAND PARK 2 1 | 1 | Closed | Line | NO | 234.9 | -126.3 | 266.7 | 2406.7 | 11.1 | 0.7 | -229.38
77269 | GREAT FALLS 8 2 | 77268 | GREAT FALLS 8 1 | 1 | Closed | Transformer | YES | -37.5 | 1.6 | 37.6 | 339 | 11.1 | 0 | 0.3
28103 | SANTA ANA 8 1 | 28014 | WESTMINSTER 3 1 | 1 | Closed | Line | NO | -16.5 | -14.5 | 22 | 198.6 | 11.1 | 0.01 | -0.52
10410 | RENTON 2 1 | 10391 | RENTON 1 1 | 1 | Closed | Line | NO | 12.9 | -17.9 | 22 | 199.1 | 11.1 | 0.01 | -0.39
21591 | STOCKTON 1 2 | 23074 | LODI 3 1 | 1 | Closed | Line | NO | -14.2 | 11.7 | 18.4 | 190.8 | 11.1 | 0.04 | -3.87
21600 | BIRDS LANDING 1 1 | 21605 | BIRDS LANDING 1 6 | 1 | Closed | Transformer | YES | -36.1 | -11.8 | 38 | 344.5 | 11.1 | 0.01 | 0.31
50340 | VERNAL 1 1 | 50458 | DUTCH JOHN 1 | 1 | Closed | Line | NO | 235.9 | -141.5 | 275.1 | 2487.2 | 11.1 | 0.18 | -64.7
50335 | MONTICELLO 2 | 50346 | BLANDING 2 | 1 | Closed | Line | NO | 14.9 | 1.2 | 15 | 136.9 | 11.1 | 0.07 | -1.76
13178 | SHERWOOD 1 | 13492 | NEWBERG 3 1 | 1 | Closed | Line | NO | 17.7 | -13 | 22 | 199.2 | 11 | 0.02 | -3.52
30387 | SPARKS 9 1 | 30394 | SPARKS 9 8 | 1 | Closed | Transformer | YES | -148 | 18.5 | 149.1 | 1350.5 | 11 | 0.03 | 1.96
74274 | AHSAHKA 3 | 74275 | AHSAHKA 4 | 1 | Closed | TransformerWinding | YES | -6.1 | -1.8 | 6.4 | 57.9 | 11 | 0 | 0.07
60109 | VAIL 2 1 | 60800 | KREMMLING 2 4 | 1 | Closed | Line | NO | -14.8 | 4.4 | 15.4 | 142.2 | 11 | 0.05 | -0.72
20526 | BURNEY 4 2 | 20156 | TULELAKE 1 | 1 | Closed | Line | NO | -20.5 | 1.5 | 20.6 | 204.2 | 11 | 0.13 | -7.5
20116 | SACRAMENTO 1 1 | 20133 | SACRAMENTO 10 1 | 1 | Closed | Line | NO | 16.5 | 10.6 | 19.6 | 185.5 | 11 | 0.01 | -1.54
60080 | GYPSUM 1 | 60063 | MEEKER 1 | 1 | Closed | Line | NO | -15.5 | -1.6 | 15.5 | 146.8 | 11 | 0.06 | -6.21
23180 | FRESNO 10 1 | 23165 | FRESNO 3 1 | 1 | Closed | Line | NO | 0.2 | -22.2 | 22.2 | 201.2 | 11 | 0.01 | -0.31
25087 | DELANO 2 1 | 23237 | PIXLEY 1 | 1 | Closed | Line | NO | -20.8 | 7.1 | 22 | 209.5 | 11 | 0.04 | -2.89
30387 | SPARKS 9 1 | 30393 | SPARKS 9 7 | 1 | Closed | Transformer | YES | -148 | 17.4 | 149 | 1351.5 | 11 | 0.01 | 0.91
30387 | SPARKS 9 1 | 30392 | SPARKS 9 6 | 1 | Closed | Transformer | YES | -148 | 18.5 | 149.1 | 1352.6 | 11 | 0.03 | 1.99
30159 | LAS VEGAS 37 2 | 23397 | JEAN 1 3 | 1 | Closed | Line | NO | -20.8 | -11.2 | 23.6 | 214.2 | 11 | 0.03 | -3.71
28293 | BLOOMINGTON 1 | 28999 | RIVERSIDE 18 2 | 1 | Closed | Line | NO | 1 | -16.6 | 16.6 | 150.8 | 11 | 0.01 | -0.96
21005 | SEBASTOPOL 1 2 | 21006 | SEBASTOPOL 2 1 | 1 | Closed | Line | NO | -21.4 | 7.9 | 22.8 | 208.5 | 11 | 0.01 | -0.35
10824 | POMEROY 1 1 | 10828 | POMEROY 1 5 | 1 | Closed | TransformerWinding | YES | 140.2 | -28.7 | 143.1 | 1306.5 | 11 | 0.05 | 3.91
10812 | RICHLAND 4 5 | 13470 | UMATILLA 2 1 | 1 | Closed | Line | NO | 281.3 | 158.2 | 322.7 | 4021.3 | 11 | 0.2 | -183.85
30387 | SPARKS 9 1 | 30390 | SPARKS 9 4 | 1 | Closed | Transformer | YES | -148 | 18.3 | 149.1 | 1354.7 | 11 | 0.03 | 1.83
50222 | RICHMOND 6 2 | 50224 | RICHMOND 6 4 | 1 | Closed | TransformerWinding | YES | -8.1 | 4.4 | 9.2 | 83.8 | 11 | 0 | -0.06
60749 | BRUSH 3 2 | 60733 | BRUSH 2 3 | 1 | Closed | Line | NO | -53.7 | 9.5 | 54.5 | 498.2 | 11 | 0.01 | -1.68
74089 | BOISE 6 1 | 74093 | BOISE 7 3 | 1 | Closed | Line | NO | -23 | 1 | 23.1 | 212.7 | 11 | 0.02 | -3.06
10680 | MATTAWA 2 1 | 10685 | MATTAWA 2 6 | 1 | Closed | Transformer | YES | -138.6 | -56.9 | 149.8 | 1369.7 | 11 | 0.02 | 2.08
60723 | LOVELAND 5 2 | 60217 | FORT COLLINS 1 1 | 1 | Closed | Line | NO | -0.2 | 10.8 | 10.8 | 111.1 | 11 | 0.01 | -1.45
25632 | ALHAMBRA 3 1 | 25930 | NORWALK 4 1 | 1 | Closed | Line | NO | 106.2 | -67.8 | 126 | 1146.9 | 11 | 0.06 | -11.23
23174 | LEMOORE 1 1 | 23422 | COALINGA 2 1 | 1 | Closed | Line | NO | -23.5 | -3.8 | 23.8 | 216.4 | 11 | 0.12 | -3.44
25792 | PALMDALE 7 2 | 25802 | LA VERNE 2 1 | 1 | Closed | Line | NO | 18.6 | -10.5 | 21.3 | 194.2 | 11 | 0.03 | -5.24
20275 | PORTOLA 1 | 20278 | PORTOLA 4 | 1 | Closed | TransformerWinding | YES | 19.4 | 10.7 | 22.2 | 202.1 | 11 | 0 | 0.03
60018 | GRAND JUNCTION 3 1 | 60026 | GRAND JUNCTION 7 1 | 1 | Closed | Line | NO | 15.3 | -1.8 | 15.4 | 144.4 | 11 | 0.02 | -6.13
60054 | TELLURIDE 1 | 60041 | DOLORES 2 | 1 | Closed | Line | NO | 9.9 | -12.3 | 15.8 | 144 | 11 | 0.02 | -2.5
13637 | MILTON FREEWATER 2 1 | 13642 | MILTON FREEWATER 2 6 | 1 | Closed | Transformer | YES | -34.9 | 6.3 | 35.4 | 323.2 | 11 | 0.01 | 0.35
21220 | OAKLAND 6 1 | 21270 | SAN LEANDRO 3 1 | 1 | Closed | Line | NO | 8.2 | 25.7 | 26.9 | 246.9 | 11 | 0.01 | -0.12
74026 | CALDWELL 1 1 | 74034 | CALDWELL 2 1 | 1 | Closed | Line | NO | -23.6 | 3.6 | 23.9 | 218.3 | 11 | 0.01 | -0.31
30314 | VALMY 2 | 30302 | BATTLE MOUNTAIN 2 1 | 1 | Closed | Line | NO | -124.9 | -5.8 | 125 | 1175 | 11 | 0.3 | -35.51
53028 | ESTANCIA 1 | 53051 | EDGEWOOD 2 | 1 | Closed | Line | NO | -12.2 | 6.7 | 14 | 138.1 | 11 | 0.08 | -2.05
13180 | BEAVERTON 3 1 | 11048 | VANCOUVER 18 1 | 1 | Closed | Line | NO | -123.4 | -8.4 | 123.7 | 1129.8 | 10.9 | 0.05 | -6.52
25884 | LANCASTER 7 1 | 25864 | MOJAVE 2 1 | 1 | Closed | Line | NO | -407.9 | -163.2 | 439.3 | 4013.1 | 10.9 | 0.14 | -118.13
60578 | TRINIDAD 2 | 53001 | ANGEL FIRE 1 | 1 | Closed | Line | NO | 15.8 | -4.8 | 16.5 | 150.9 | 10.9 | 0.31 | -7.95
30309 | FALLON 5 1 | 30334 | FALLON 6 1 | 1 | Closed | Line | NO | 8.6 | -21.6 | 23.2 | 212.6 | 10.9 | 0.03 | -7.75
13449 | JOSEPH 1 | 74115 | KAMIAH 1 | 1 | Closed | Line | NO | -21.4 | -0.6 | 21.4 | 207.1 | 10.9 | 0.24 | -7.38
10601 | KENNEWICK 2 1 | 10846 | BURBANK 2 3 | 1 | Closed | Line | NO | -17.9 | -12.8 | 22.1 | 201.9 | 10.9 | 0.02 | -6.06
60110 | SILVERTHORNE 1 | 60800 | KREMMLING 2 4 | 1 | Closed | Line | NO | -15.7 | -2.5 | 15.9 | 145.9 | 10.9 | 0.05 | -1.2
28552 | CHULA VISTA 3 1 | 28601 | CHULA VISTA 7 2 | 1 | Closed | Line | NO | -21.1 | -7.3 | 22.3 | 204.4 | 10.9 | 0.01 | -1.28
20387 | REDDING 8 1 | 20530 | EUREKA 3 1 | 1 | Closed | Line | NO | 202.1 | -218.9 | 297.9 | 3975.2 | 10.9 | 0.23 | -602.9
20144 | ELK GROVE 1 1 | 20152 | SACRAMENTO 20 1 | 1 | Closed | Line | NO | -21.3 | -2.2 | 21.4 | 196.5 | 10.9 | 0 | -0.32
60198 | DIVIDE 3 | 60216 | CRIPPLE CREEK 1 | 1 | Closed | Line | NO | -7.4 | 9.4 | 12 | 118.6 | 10.9 | 0.02 | -1.21
10690 | ROOSEVELT 1 1 | 10984 | BICKLETON 3 2 | 1 | Closed | Line | NO | 22.3 | 2.1 | 22.4 | 207.3 | 10.9 | 0.01 | -1.54
13095 | EUGENE 6 1 | 13109 | EUGENE 9 1 | 1 | Closed | Line | NO | -16.3 | 0.1 | 16.3 | 149.5 | 10.9 | 0.01 | -0.38
21434 | CAMPBELL 1 1 | 21343 | SARATOGA 1 1 | 1 | Closed | Line | NO | 16.2 | -12.6 | 20.5 | 188.2 | 10.9 | 0.01 | -0.96
10825 | POMEROY 1 2 | 10828 | POMEROY 1 5 | 1 | Closed | TransformerWinding | YES | -134.6 | 32 | 138.4 | 1274.3 | 10.9 | -0.03 | -1.91
21476 | FREMONT 7 1 | 21504 | MILPITAS 2 2 | 1 | Closed | Line | NO | -17.9 | -14.8 | 23.2 | 212.8 | 10.9 | 0.01 | -1.01
10670 | PULLMAN 2 1 | 74027 | TROY 1 1 | 1 | Closed | Line | NO | 15.1 | -14 | 20.6 | 189 | 10.9 | 0.04 | -5.03
28084 | BREA 1 1 | 25702 | WHITTIER 2 1 | 1 | Closed | Line | NO | 4.3 | 18.5 | 19 | 178.4 | 10.9 | 0.01 | -0.42
53210 | GALLUP 2 1 | 53201 | CHURCH ROCK 2 | 1 | Closed | Line | NO | -14.7 | -5.6 | 15.7 | 144.2 | 10.9 | 0.01 | -3
13093 | EUGENE 5 1 | 13095 | EUGENE 6 1 | 1 | Closed | Line | NO | 22.4 | 6.4 | 23.3 | 217.8 | 10.9 | 0.01 | -1.19
60053 | DURANGO 1 1 | 60058 | DURANGO 3 3 | 1 | Closed | Line | NO | 11 | -9.5 | 14.6 | 134.1 | 10.9 | 0.02 | -4.7
40623 | SIERRA VISTA 3 1 | 53250 | DEMING 3 1 | 1 | Closed | Line | NO | -64.4 | -241.4 | 249.8 | 2298.8 | 10.9 | 0.09 | -434.52
50377 | SALT LAKE CITY 30 8 | 50065 | HERRIMAN 1 1 | 1 | Closed | Line | NO | 258.4 | 75 | 269 | 2522.5 | 10.9 | 0.07 | -16.68
74174 | RIGBY 1 | 74181 | REXBURG 2 1 | 1 | Closed | Line | NO | 21.3 | 2.5 | 21.5 | 199.1 | 10.9 | 0.02 | -1.24
13116 | CRESWELL 1 | 13130 | COTTAGE GROVE 1 | 1 | Closed | Line | NO | 20.7 | 1 | 20.7 | 190.9 | 10.9 | 0.02 | -0.94
60203 | DENVER 2 1 | 60326 | DENVER 18 1 | 1 | Closed | Line | NO | 15 | -4.2 | 15.5 | 143.1 | 10.9 | 0 | -0.08
53101 | ALBUQUERQUE 17 1 | 53066 | ALBUQUERQUE 1 1 | 1 | Closed | Line | NO | -15 | 4.1 | 15.5 | 143.5 | 10.9 | 0.01 | -0.17
40686 | SAINT MICHAELS 1 | 53203 | GALLUP 1 1 | 1 | Closed | Line | NO | 13.1 | 3.9 | 13.7 | 131.3 | 10.9 | 0.02 | -1.78
50370 | SALT LAKE CITY 30 1 | 50376 | SALT LAKE CITY 30 7 | 1 | Closed | Transformer | YES | -43.2 | -12 | 44.8 | 415.8 | 10.8 | 0.01 | 0.74
40455 | PINE 1 1 | 40478 | PAYSON 1 1 | 1 | Closed | Line | NO | -5 | 9.4 | 10.6 | 118.7 | 10.8 | 0.02 | -2.46
50097 | OGDEN 4 2 | 50095 | OGDEN 3 1 | 1 | Closed | Line | NO | -26.6 | -6.6 | 27.4 | 252.7 | 10.8 | 0 | -0.24
13334 | PORTLAND 41 1 | 13350 | GRESHAM 1 2 | 1 | Closed | Line | NO | -2.5 | 14 | 14.3 | 177.3 | 10.8 | 0.01 | -4.99
20027 | CLOVERDALE 2 1 | 21002 | HEALDSBURG 1 | 1 | Closed | Line | NO | -23.3 | -4.2 | 23.6 | 218.6 | 10.8 | 0.03 | -2.66
60670 | FORT LUPTON 2 1 | 60724 | DENVER 55 1 | 1 | Closed | Line | NO | 270.1 | -4.6 | 270.1 | 2537.1 | 10.8 | 0.2 | -54.59
80057 | EL PASO 30 5 | 80071 | EL PASO 32 4 | 1 | Closed | Line | NO | 51.9 | 6.6 | 52.3 | 492.3 | 10.8 | 0.07 | -5.61
40841 | PHOENIX 74 2 | 40991 | ARLINGTON 11 1 | 1 | Closed | Line | NO | 211.1 | 153.4 | 260.9 | 2484.9 | 10.8 | 0.04 | -12.9
25815 | CLAREMONT 2 1 | 25793 | SAN DIMAS 1 1 | 1 | Closed | Line | NO | -18.5 | -13.1 | 22.7 | 210.1 | 10.8 | 0.01 | -0.59
30244 | BOULDER CITY 1 1 | 30233 | LAS VEGAS 66 1 | 1 | Closed | Line | NO | -25.9 | -6.7 | 26.7 | 247.1 | 10.8 | 0.01 | -0.66
13416 | HERMISTON 1 2 | 13426 | PENDLETON 1 | 1 | Closed | Line | NO | 21.8 | -3 | 22 | 204 | 10.8 | 0.07 | -2.03
25870 | BORON 1 2 | 28645 | FORT IRWIN 1 | 1 | Closed | Line | NO | -15.1 | 1.4 | 15.1 | 190 | 10.8 | 0.06 | -12.45
20453 | YUBA CITY 7 2 | 20452 | YUBA CITY 7 1 | 1 | Closed | Transformer | YES | -30.7 | 18.7 | 35.9 | 332.5 | 10.8 | 0 | 0.21
13117 | JEFFERSON 1 | 13128 | ALBANY 3 1 | 1 | Closed | Line | NO | 7.2 | 17.2 | 18.6 | 190 | 10.8 | 0.02 | -2.03
77078 | MANHATTAN 1 | 77083 | THREE FORKS 1 | 1 | Closed | Line | NO | -19.6 | -7.7 | 21.1 | 195.5 | 10.8 | 0.02 | -2.61
50337 | MOAB 1 | 50367 | SUNNYSIDE 2 1 | 1 | Closed | Line | NO | -101.9 | -211.7 | 234.9 | 2177.9 | 10.8 | 0.22 | -420.03
23463 | BIG CREEK 4 6 | 23464 | BIG CREEK 4 7 | 1 | Closed | TransformerWinding | YES | 11 | -0.8 | 11.1 | 102.6 | 10.8 | 0.01 | 0.21
28257 | FONTANA 3 1 | 28279 | RIVERSIDE 6 1 | 1 | Closed | Line | NO | 17.6 | 11.9 | 21.3 | 199.3 | 10.8 | 0.01 | -0.38
60654 | PEETZ 3 2 | 60710 | NEW RAYMER 2 | 1 | Closed | Line | NO | 51.2 | -11.5 | 52.4 | 486.2 | 10.8 | 0.09 | -6.76
10003 | OCEAN SHORES 1 | 10010 | HOQUIAM 1 | 1 | Closed | Line | NO | 20 | 7 | 21.2 | 201.5 | 10.8 | 0.05 | -1.52
80082 | FORT HANCOCK 2 | 80073 | TORNILLO 1 | 1 | Closed | Line | NO | 12.4 | -8.2 | 14.8 | 137.5 | 10.8 | 0.01 | -0.31
21513 | SAN JOSE 22 2 | 21506 | SAN JOSE 21 1 | 1 | Closed | Line | NO | 12.9 | -12.6 | 18.1 | 167.8 | 10.8 | 0 | -0.2
20404 | WOODLAND 5 5 | 20122 | SACRAMENTO 6 1 | 1 | Closed | Line | NO | 114.4 | 30.2 | 118.3 | 1145 | 10.8 | 0.08 | -15.84
40746 | TEMPE 9 10 | 40899 | GILBERT 12 2 | 1 | Closed | Line | NO | -264.6 | 33.5 | 266.7 | 2532.2 | 10.8 | 0.11 | -31.06
13547 | OXBOW 1 5 | 74250 | CAMBRIDGE 1 | 1 | Closed | Line | NO | -67.9 | 83.8 | 107.9 | 1090.8 | 10.8 | 0.06 | -11.85
13498 | THE DALLES 2 3 | 13497 | THE DALLES 2 2 | 1 | Closed | Transformer | YES | -32.4 | 16.8 | 36.5 | 339.6 | 10.8 | 0.01 | 0.38
60296 | WESTMINSTER 5 1 | 60330 | DENVER 19 1 | 1 | Closed | Line | NO | -3.7 | 13.7 | 14.2 | 133.1 | 10.8 | 0 | -0.11
30104 | LAS VEGAS 4 1 | 30144 | LAS VEGAS 28 1 | 1 | Closed | Line | NO | 19.4 | -14.3 | 24.1 | 224.5 | 10.7 | 0.01 | -0.3
21570 | DAVIS 4 1 | 20135 | SACRAMENTO 12 1 | 1 | Closed | Line | NO | 19.2 | -10 | 21.6 | 201.1 | 10.7 | 0.01 | -1.85
74146 | SALMON 1 | 77114 | BUTTE 1 1 | 1 | Closed | Line | NO | -21.3 | 3.7 | 21.7 | 229.8 | 10.7 | 0.44 | -7.97
28790 | ESCONDIDO 9 1 | 29004 | ESCONDIDO 12 1 | 1 | Closed | Line | NO | -21.5 | -1 | 21.6 | 200.7 | 10.7 | 0 | -0.26
28677 | INDIO 1 1 | 28672 | DESERT HOT SPRINGS 3 1 | 1 | Closed | Line | NO | 15.9 | 13.4 | 20.8 | 195.8 | 10.7 | 0.01 | -0.36
25469 | SAN PEDRO 2 1 | 25486 | CARSON 3 1 | 2 | Closed | Line | NO | -26.8 | -11.4 | 29.2 | 271.7 | 10.7 | 0.01 | -1.05
25469 | SAN PEDRO 2 1 | 25486 | CARSON 3 1 | 1 | Closed | Line | NO | -26.8 | -11.4 | 29.2 | 271.7 | 10.7 | 0.01 | -1.05
60658 | PUEBLO 12 2 | 60703 | LAMAR 3 7 | 1 | Closed | Line | NO | -48.7 | -17.7 | 51.8 | 514.5 | 10.7 | 0.3 | -43.02
28827 | CALIPATRIA 3 2 | 28826 | CALIPATRIA 3 1 | 1 | Closed | Transformer | YES | -33.6 | 12.9 | 36 | 335.6 | 10.7 | 0.01 | 0.27
13682 | ARLINGTON 8 2 | 13699 | BOARDMAN 4 5 | 1 | Closed | Line | NO | -107.2 | 21 | 109.2 | 1132.2 | 10.7 | 0.27 | -35.28
40698 | DATELAND 1 1 | 40910 | TONOPAH 4 2 | 1 | Closed | Line | NO | -188.9 | -154.1 | 243.8 | 2274.7 | 10.7 | 0.29 | -112.95
21671 | OAKLAND 19 8 | 21164 | RICHMOND 3 5 | 1 | Closed | Line | NO | -109.2 | -40 | 116.3 | 1086.3 | 10.7 | 0.04 | -6.92
11027 | FERNDALE 2 1 | 11030 | FERNDALE 2 4 | 1 | Closed | TransformerWinding | YES | 45.2 | -40.9 | 60.9 | 583.5 | 10.7 | 0.04 | 2.22
25866 | MOJAVE 2 3 | 25997 | MOJAVE 9 2 | 1 | Closed | Line | NO | 17.1 | -11.9 | 20.8 | 194.4 | 10.7 | 0.01 | -0.72
25123 | BAKERSFIELD 9 1 | 25143 | BAKERSFIELD 16 2 | 1 | Closed | Line | NO | -16 | -11.5 | 19.6 | 183.7 | 10.7 | 0.01 | -0.43
25636 | BELLFLOWER 2 2 | 25545 | LONG BEACH 5 1 | 1 | Closed | Line | NO | 23.5 | -5.2 | 24 | 224.6 | 10.7 | 0.01 | -0.24
29054 | TWENTYNINE PALMS 3 1 | 28924 | NORTH PALM SPRINGS 4 1 | 1 | Closed | Line | NO | 120.1 | 13.7 | 120.9 | 1189.5 | 10.7 | 0.21 | -28.31
60089 | BASALT 1 | 60095 | ASPEN 1 | 1 | Closed | Line | NO | 6.6 | 9.6 | 11.6 | 141.3 | 10.7 | 0.01 | -4
30241 | HENDERSON 14 2 | 30240 | HENDERSON 14 1 | 1 | Closed | Transformer | YES | 11.3 | 1.3 | 11.4 | 106.7 | 10.7 | 0.01 | 0.2
53024 | SANTA FE 2 1 | 53026 | SANTA FE 3 1 | 1 | Closed | Line | NO | 14.3 | -1 | 14.4 | 134.8 | 10.7 | 0.02 | -0.73
21398 | SANTA CRUZ 5 1 | 23016 | SALINAS 5 1 | 1 | Closed | Line | NO | -75.5 | 53.5 | 92.6 | 1045.4 | 10.7 | 0.09 | -28.34
60076 | GLENWOOD SPRINGS 1 | 60063 | MEEKER 1 | 1 | Closed | Line | NO | -14.9 | 0.1 | 14.9 | 147.4 | 10.7 | 0.05 | -4.84
28731 | HOLTVILLE 2 2 | 28734 | HOLTVILLE 2 5 | 1 | Closed | TransformerWinding | YES | -17.8 | 0.2 | 17.8 | 166.5 | 10.7 | 0 | -0.04
20461 | YUBA CITY 9 3 | 20453 | YUBA CITY 7 2 | 1 | Closed | Line | NO | 21.2 | 2 | 21.3 | 200.1 | 10.7 | 0 | -0.05
30056 | SPARKS 3 1 | 30059 | SPARKS 5 1 | 1 | Closed | Line | NO | 23.1 | -15.7 | 27.9 | 262.3 | 10.7 | 0.01 | -1.23
50367 | SUNNYSIDE 2 1 | 50414 | HELPER 2 1 | 1 | Closed | Line | NO | 215.1 | 66.6 | 225.1 | 2404.9 | 10.6 | 0.23 | -72.78
13650 | LOWELL 5 1 | 13491 | LOWELL 1 4 | 1 | Closed | Line | NO | -130.5 | -10 | 130.9 | 1237.6 | 10.6 | 0.16 | -26.92
23300 | ALPAUGH 1 | 23303 | ALPAUGH 4 | 1 | Closed | Transformer | YES | -34.4 | 0.4 | 34.4 | 323.2 | 10.6 | 0.01 | 0.37
13533 | LOWELL 3 2 | 13535 | LOWELL 3 4 | 1 | Closed | TransformerWinding | YES | 9.9 | -0.6 | 9.9 | 93.3 | 10.6 | 0 | 0.15
28594 | SANTEE 1 1 | 28595 | SANTEE 2 1 | 1 | Closed | Line | NO | 20.2 | 6.4 | 21.2 | 200.8 | 10.6 | 0.01 | -0.64
25802 | LA VERNE 2 1 | 25815 | CLAREMONT 2 1 | 1 | Closed | Line | NO | 13.6 | -9.6 | 16.7 | 156.8 | 10.6 | 0 | -0.48
40766 | COCHISE 2 | 40668 | SAFFORD 1 | 1 | Closed | Line | NO | -217 | -19.8 | 217.9 | 2536.8 | 10.6 | 0.41 | -179.18
21606 | BIRDS LANDING 1 7 | 21678 | BIRDS LANDING 2 3 | 1 | Closed | Line | NO | 103.9 | -52.9 | 116.5 | 1097.6 | 10.6 | 0.02 | -2.78
40382 | MESA 8 1 | 40439 | MESA 21 1 | 1 | Closed | Line | NO | -280.3 | 1.5 | 280.3 | 2655.9 | 10.6 | 0.11 | -26.37
13649 | CLATSKANIE 4 5 | 13263 | PORTLAND 15 1 | 1 | Closed | Line | NO | 320.3 | -86.5 | 331.7 | 3979.9 | 10.6 | 0.24 | -361.97
40059 | WICKENBURG 1 | 40058 | CONGRESS 1 | 1 | Closed | Line | NO | -11.7 | -3.9 | 12.4 | 116.7 | 10.6 | 0.03 | -0.93
50058 | HOOPER 1 | 50036 | CORINNE 1 | 1 | Closed | Line | NO | -22.7 | -6 | 23.5 | 230.4 | 10.6 | 0.29 | -14.2
20057 | WILLOWS 1 | 20087 | GRIDLEY 1 | 1 | Closed | Line | NO | 11.6 | -16.6 | 20.3 | 191.6 | 10.6 | 0.04 | -4.63
77086 | VAUGHN 3 | 77231 | FAIRFIELD 6 1 | 1 | Closed | Line | NO | -19.1 | -4.5 | 19.7 | 186 | 10.6 | 0.03 | -2.87
23321 | BIG CREEK 1 2 | 23323 | BIG CREEK 1 4 | 1 | Closed | TransformerWinding | YES | 10.8 | -0.5 | 10.8 | 102.3 | 10.6 | 0 | 0.13
25997 | MOJAVE 9 2 | 25917 | MOJAVE 3 1 | 1 | Closed | Line | NO | 17 | -11.2 | 20.4 | 193 | 10.6 | 0 | -0.07
40507 | SAHUARITA 1 | 40860 | TUCSON 50 10 | 1 | Closed | Line | NO | -254.9 | -66.2 | 263.3 | 2493.5 | 10.6 | 0.2 | -42.19
23268 | LEMOORE 3 4 | 23269 | LEMOORE 3 5 | 1 | Closed | TransformerWinding | YES | 48.8 | 24.9 | 54.8 | 519 | 10.6 | 0.01 | 0.75
23267 | LEMOORE 3 3 | 23269 | LEMOORE 3 5 | 1 | Closed | TransformerWinding | YES | 48.8 | 24.9 | 54.8 | 519 | 10.6 | 0.01 | 0.75
23056 | MANTECA 2 2 | 23046 | LATHROP 1 1 | 1 | Closed | Line | NO | -20.5 | -11.5 | 23.5 | 222.8 | 10.6 | 0.01 | -0.57
60560 | LA SALLE 1 | 60564 | EATON 2 | 1 | Closed | Line | NO | 15.4 | -8.7 | 17.7 | 167.5 | 10.5 | 0.02 | -0.41
25859 | CANTIL 1 | 25862 | CANTIL 4 | 1 | Closed | TransformerWinding | YES | -45 | -3.8 | 45.2 | 428.8 | 10.5 | 0.01 | 0.28
74035 | CALDWELL 3 1 | 74042 | NAMPA 1 1 | 1 | Closed | Line | NO | 15.5 | 12.9 | 20.2 | 196.4 | 10.5 | 0.01 | -0.81
20365 | MONTGOMERY CREEK 2 1 | 20476 | REDDING 10 1 | 1 | Closed | Line | NO | 114.9 | -30.6 | 118.9 | 1127.7 | 10.5 | 0.14 | -45.76
23336 | BISHOP 2 1 | 23260 | MAMMOTH LAKES 2 | 1 | Closed | Line | NO | 18.8 | 7.2 | 20.1 | 200.2 | 10.5 | 0.03 | -2.53
10875 | DAYTON 3 2 | 10878 | DAYTON 3 5 | 1 | Closed | TransformerWinding | YES | -139.8 | 28.8 | 142.8 | 1357.9 | 10.5 | -0.03 | -1.76
26021 | REDONDO BEACH 4 8 | 25874 | CARSON 7 1 | 1 | Closed | Line | NO | 91 | 61.8 | 110 | 1144 | 10.5 | 0.05 | -17.31
60057 | DURANGO 3 2 | 60010 | CORTEZ 6 | 1 | Closed | Line | NO | -4.2 | 7.6 | 8.7 | 183.9 | 10.5 | 0.04 | -11.28
26168 | FELLOWS 2 2 | 26170 | FELLOWS 2 4 | 1 | Closed | TransformerWinding | YES | -34.4 | 8.8 | 35.5 | 337.6 | 10.5 | 0 | -0.01
77104 | SHERIDAN 3 1 | 77120 | DILLON 2 1 | 1 | Closed | Line | NO | 23.9 | -7.6 | 25.1 | 238.8 | 10.5 | 0.23 | -3.68
21062 | SAN RAFAEL 2 1 | 21070 | SAN RAFAEL 3 1 | 1 | Closed | Line | NO | -21.2 | 1.1 | 21.3 | 202.9 | 10.5 | 0.02 | -0.67
21035 | SANTA ROSA 7 1 | 21221 | NAPA 3 1 | 1 | Closed | Line | NO | 116 | 9.5 | 116.4 | 1145.1 | 10.5 | 0.1 | -23.04
40766 | COCHISE 2 | 40860 | TUCSON 50 10 | 1 | Closed | Line | NO | 261.2 | -60.7 | 268.1 | 2553.7 | 10.5 | 0.55 | -124.79
21247 | OAKLAND 13 1 | 21218 | OAKLAND 4 1 | 1 | Closed | Line | NO | -19.2 | 9.5 | 21.4 | 206 | 10.5 | 0.01 | -0.62
40955 | PHOENIX 76 3 | 40439 | MESA 21 1 | 1 | Closed | Line | NO | 179.1 | 127.9 | 220.1 | 2460.2 | 10.5 | 0.19 | -58.61
28547 | SAN DIEGO 40 1 | 28498 | SAN DIEGO 30 1 | 1 | Closed | Line | NO | 24.1 | 0 | 24.1 | 230 | 10.5 | 0 | -0.84
23265 | LEMOORE 3 1 | 23269 | LEMOORE 3 5 | 1 | Closed | TransformerWinding | YES | -97.6 | -48.6 | 109 | 1037.9 | 10.5 | 0.01 | -0.19
74161 | BLACKFOOT 1 1 | 74162 | BLACKFOOT 2 1 | 1 | Closed | Line | NO | -3.3 | 20.1 | 20.4 | 195.6 | 10.5 | 0 | -0.14
25824 | OXNARD 9 1 | 26212 | PLAYA DEL REY 1 | 1 | Closed | Line | NO | 392.5 | -71.4 | 398.9 | 4060.7 | 10.5 | 0.26 | -238.33
50201 | LOGAN 1 1 | 50093 | WILLARD 1 1 | 1 | Closed | Line | NO | 24.7 | -4.4 | 25.1 | 238.7 | 10.5 | 0.03 | -3.8
28394 | SAN DIEGO 1 1 | 28558 | SAN DIEGO 42 2 | 1 | Closed | Line | NO | -8.7 | -17.4 | 19.5 | 185.6 | 10.5 | 0 | -0.96
40689 | FORT DEFIANCE 1 | 40690 | NAVAJO 1 | 1 | Closed | Line | NO | 10.8 | -8.5 | 13.8 | 131.3 | 10.5 | 0.02 | -1.67
23251 | PORTERVILLE 1 1 | 25240 | TEHACHAPI 1 2 | 1 | Closed | Line | NO | -12.4 | -11.8 | 17.1 | 162.8 | 10.5 | 0.04 | -14.3
77005 | CROW AGENCY 1 | 77008 | HARDIN 1 1 | 1 | Closed | Line | NO | 21.7 | -5.7 | 22.4 | 214.2 | 10.5 | 0.06 | -4.09
23152 | MADERA 2 2 | 23150 | MADERA 1 1 | 1 | Closed | Line | NO | 20.2 | -4.9 | 20.8 | 198.8 | 10.5 | 0.01 | -2.49
70171 | WHEATLAND 2 2 | 70083 | GUERNSEY 1 | 1 | Closed | Line | NO | -19.7 | 10 | 22 | 216 | 10.5 | 0.02 | -1.18
23472 | SAN ARDO 2 3 | 25027 | GUADALUPE 1 | 1 | Closed | Line | NO | 21.1 | -6.6 | 22.1 | 217.4 | 10.4 | 0.2 | -15.47
25040 | LOMPOC 1 1 | 25043 | LOMPOC 2 2 | 1 | Closed | Line | NO | -13.8 | -15.3 | 20.6 | 197.2 | 10.4 | 0.02 | -4.32
77067 | GREAT FALLS 1 1 | 77086 | VAUGHN 3 | 1 | Closed | Line | NO | -14.5 | -9.6 | 17.4 | 166.5 | 10.4 | 0.02 | -6.58
40716 | WILLIAMS 3 2 | 40194 | WILLIAMS 2 1 | 1 | Closed | Line | NO | 3.5 | 16.9 | 17.3 | 178.4 | 10.4 | 0.06 | -1.39
77231 | FAIRFIELD 6 1 | 77113 | CHOTEAU 1 | 1 | Closed | Line | NO | -18 | -5.9 | 19 | 181.7 | 10.4 | 0.05 | -4.01
23264 | PAHRUMP 2 1 | 23397 | JEAN 1 3 | 1 | Closed | Line | NO | -21 | -1.2 | 21 | 211.5 | 10.4 | 0.05 | -7.95
13588 | LOWELL 4 9 | 13656 | IDLEYLD PARK 4 1 | 1 | Closed | Line | NO | 103.7 | 3 | 103.7 | 1106 | 10.4 | 0.3 | -48.19
21685 | COYOTE 2 | 21751 | GILROY 4 8 | 1 | Closed | Line | NO | 69.8 | -88.4 | 112.6 | 1079.7 | 10.4 | 0.08 | -28.14
30399 | LAS VEGAS 74 1 | 30407 | LAS VEGAS 74 9 | 1 | Closed | Transformer | YES | -132.2 | -28.5 | 135.3 | 1301.7 | 10.4 | 0.02 | 1.9
28247 | RANCHO CUCAMONGA 7 1 | 28933 | ONTARIO 9 1 | 1 | Closed | Line | NO | -1 | -18.6 | 18.6 | 178.8 | 10.4 | 0 | -2.52
30399 | LAS VEGAS 74 1 | 30406 | LAS VEGAS 74 8 | 1 | Closed | Transformer | YES | -132.3 | -30 | 135.6 | 1302 | 10.4 | 0.01 | 0.46
13666 | CASCADE LOCKS 1 | 10739 | COUGAR 1 1 | 1 | Closed | Line | NO | 327.5 | 62.1 | 333.3 | 3975.9 | 10.4 | 0.14 | -190.8
50335 | MONTICELLO 2 | 50334 | MONTICELLO 1 | 1 | Closed | Transformer | YES | -6.3 | 3.9 | 7.4 | 71.2 | 10.4 | 0 | 0.04
74223 | MOUNTAIN HOME 3 1 | 74083 | BOISE 3 1 | 1 | Closed | Line | NO | -120.7 | -24.3 | 123.2 | 1256.7 | 10.4 | 0.22 | -73.92
53208 | YATAHEY 3 | 53201 | CHURCH ROCK 2 | 1 | Closed | Line | NO | 14.7 | 0.6 | 14.7 | 142.3 | 10.4 | 0.03 | -1.66
60618 | CHEYENNE WELLS 2 | 60621 | BURLINGTON 3 1 | 1 | Closed | Line | NO | 12 | 3.8 | 12.5 | 140 | 10.4 | 0.07 | -4.63
30399 | LAS VEGAS 74 1 | 30404 | LAS VEGAS 74 6 | 1 | Closed | Transformer | YES | -132.2 | -29 | 135.4 | 1306.1 | 10.4 | 0.02 | 1.41
28662 | YUCCA VALLEY 2 1 | 28673 | JOSHUA TREE 1 | 1 | Closed | Line | NO | -18.7 | -9.8 | 21.1 | 202.7 | 10.4 | 0.03 | -5.93
30063 | SPARKS 7 1 | 30059 | SPARKS 5 1 | 1 | Closed | Line | NO | 2.8 | -25.1 | 25.3 | 243.6 | 10.4 | 0.01 | -0.96
10572 | MATTAWA 1 1 | 10577 | SUNNYSIDE 1 1 | 1 | Closed | Line | NO | -11.1 | 10.4 | 15.2 | 179.1 | 10.4 | 0.01 | -4.48
23046 | LATHROP 1 1 | 23402 | LATHROP 2 1 | 1 | Closed | Line | NO | -10.8 | -18.4 | 21.3 | 205.3 | 10.4 | 0.02 | -0.7
23154 | AVENAL 1 1 | 25055 | SANTA BARBARA 2 1 | 1 | Closed | Line | NO | 21.3 | -6.3 | 22.2 | 213.8 | 10.4 | 0.3 | -10.73
77056 | CHESTER 1 | 77203 | FAIRFIELD 5 2 | 1 | Closed | Line | NO | -4.9 | -0.9 | 5 | 185.4 | 10.4 | 0.01 | -19.48
21043 | NOVATO 1 1 | 21067 | NOVATO 3 1 | 1 | Closed | Line | NO | 13.1 | -15.8 | 20.5 | 197.4 | 10.4 | 0.02 | -1.26
40979 | CHLORIDE 2 1 | 40986 | CHLORIDE 2 8 | 1 | Closed | Transformer | YES | -142.7 | -27.8 | 145.4 | 1406.9 | 10.4 | 0.02 | 1.61
13591 | ARLINGTON 6 3 | 10823 | BICKLETON 1 4 | 1 | Closed | Line | NO | -15 | 8.9 | 17.4 | 194.4 | 10.4 | 0.02 | -4.51
74330 | NEW PLYMOUTH 5 | 13447 | ONTARIO 1 1 | 1 | Closed | Line | NO | -118.2 | 3.3 | 118.3 | 1155.3 | 10.4 | 0.1 | -14.6
40368 | CHANDLER 10 1 | 40899 | GILBERT 12 2 | 1 | Closed | Line | NO | -242.4 | -143.3 | 281.6 | 2720.7 | 10.3 | 0.09 | -27.32
10874 | DAYTON 3 1 | 10878 | DAYTON 3 5 | 1 | Closed | TransformerWinding | YES | 139.8 | -27 | 142.4 | 1382.9 | 10.3 | 0.05 | 3.57
74017 | FRUITLAND 3 1 | 74029 | PAYETTE 1 | 1 | Closed | Line | NO | 21.7 | -2.5 | 21.8 | 210.9 | 10.3 | 0.01 | -1.1
50140 | WELLSVILLE 1 | 50208 | PARADISE 3 1 | 1 | Closed | Line | NO | 24.8 | 1.6 | 24.8 | 242 | 10.3 | 0.03 | -1.84
40461 | RIO VERDE 1 | 40478 | PAYSON 1 1 | 1 | Closed | Line | NO | -6.3 | 8.7 | 10.8 | 129 | 10.3 | 0.04 | -2.99
60682 | PLATTEVILLE 2 1 | 60858 | FREDERICK 1 | 1 | Closed | Line | NO | 232.5 | -111.4 | 257.8 | 2495.1 | 10.3 | 0.11 | -28.87
50166 | MIDVALE 2 1 | 50143 | RIVERTON 1 3 | 1 | Closed | Line | NO | -24 | -5 | 24.5 | 237.3 | 10.3 | 0 | -0.76
74187 | PRESTON 1 1 | 74286 | PRESTON 2 3 | 1 | Closed | Line | NO | -18.2 | -16.7 | 24.7 | 239.2 | 10.3 | 0.04 | -2.1
20498 | REDDING 12 2 | 20501 | REDDING 12 5 | 1 | Closed | TransformerWinding | YES | -24.5 | 0.1 | 24.5 | 237.2 | 10.3 | 0 | 0.02
21214 | REDWOOD CITY 3 1 | 21294 | HAYWARD 2 1 | 1 | Closed | Line | NO | -10.1 | -21.5 | 23.7 | 230.1 | 10.3 | 0.01 | -0.69
30399 | LAS VEGAS 74 1 | 30369 | LAS VEGAS 72 1 | 1 | Closed | Line | NO | -250.3 | 171.8 | 303.6 | 3937.6 | 10.3 | 0.11 | -147.96
26010 | MOJAVE 11 1 | 26118 | MOJAVE 13 7 | 1 | Closed | Line | NO | 113.2 | 22.1 | 115.3 | 1126 | 10.3 | 0.02 | -4.01
40086 | SURPRISE 2 3 | 40129 | SUN CITY 7 1 | 1 | Closed | Line | NO | -12.2 | -6.8 | 13.9 | 135.1 | 10.3 | 0.01 | -0.25
25111 | BAKERSFIELD 5 1 | 25078 | BAKERSFIELD 1 1 | 1 | Closed | Line | NO | -19.9 | 2.1 | 20 | 196.7 | 10.3 | 0.03 | -1.45
74299 | MOUNTAIN HOME 4 3 | 74119 | MOUNTAIN HOME 1 1 | 1 | Closed | Line | NO | 16.8 | 12 | 20.6 | 210 | 10.3 | 0.03 | -1.74
21560 | LIVERMORE 2 1 | 21574 | TRACY 1 1 | 1 | Closed | Line | NO | 4.1 | -19.5 | 19.9 | 193.6 | 10.3 | 0.01 | -0.41
25910 | BAKERSFIELD 23 1 | 25943 | DELANO 3 1 | 1 | Closed | Line | NO | -18.9 | -10.2 | 21.5 | 208.9 | 10.3 | 0.02 | -2.43
10757 | SILVER CREEK 1 2 | 10756 | SILVER CREEK 1 1 | 1 | Closed | Transformer | YES | -34.7 | -6.4 | 35.2 | 342.9 | 10.3 | 0.01 | 0.3
23214 | OAKHURST 2 | 23339 | GROVELAND 1 2 | 1 | Closed | Line | NO | -17 | 0.7 | 17 | 198.7 | 10.3 | 0.05 | -10.63
20172 | SACRAMENTO 25 1 | 20232 | ROSEVILLE 6 1 | 1 | Closed | Line | NO | -17.6 | -7.9 | 19.3 | 187.6 | 10.3 | 0.01 | -2.73
60011 | RANGELY 1 | 60044 | RIFLE 1 1 | 1 | Closed | Line | NO | -12.9 | 3 | 13.3 | 140.8 | 10.3 | 0.09 | -3.34
77125 | SEELEY LAKE 1 | 77128 | BIGFORK 2 | 1 | Closed | Line | NO | -1.7 | 2.6 | 3.1 | 176.2 | 10.3 | 0.01 | -15.4
21247 | OAKLAND 13 1 | 21227 | OAKLAND 7 3 | 1 | Closed | Line | NO | -13.8 | -12.7 | 18.7 | 182.4 | 10.3 | 0 | -0.14
23366 | TRANQUILLITY 2 | 23398 | SAN JOAQUIN 2 1 | 1 | Closed | Line | NO | 9.5 | 14.2 | 17.1 | 194.6 | 10.3 | 0.01 | -3.37
74251 | CAMBRIDGE 2 | 13544 | OXBOW 1 2 | 1 | Closed | Line | NO | -21 | -0.8 | 21.1 | 205.8 | 10.3 | 0.05 | -1.37
10942 | KAHLOTUS 2 | 10875 | DAYTON 3 2 | 1 | Closed | Line | NO | -111.6 | -0.8 | 111.6 | 1123.9 | 10.3 | 0.17 | -28.92
53085 | ALBUQUERQUE 12 1 | 53116 | BELEN 1 2 | 1 | Closed | Line | NO | -4.2 | -13.2 | 13.8 | 135 | 10.3 | 0.01 | -6.52
20346 | AUBURN 9 4 | 20241 | LOOMIS 1 | 1 | Closed | Line | NO | -16.5 | 7.2 | 18 | 179.6 | 10.3 | 0.01 | -0.97
50406 | MILFORD 3 1 | 50446 | HUNTINGTON 2 1 | 1 | Closed | Line | NO | -232 | -171.7 | 288.6 | 2908.4 | 10.3 | 0.74 | -358
21205 | AMERICAN CANYON 1 | 21213 | VALLEJO 2 2 | 1 | Closed | Line | NO | 18.8 | 5.7 | 19.7 | 203 | 10.2 | 0.01 | -3.13
13600 | IDLEYLD PARK 1 1 | 13657 | IDLEYLD PARK 4 2 | 1 | Closed | Line | NO | 15.9 | 11.5 | 19.7 | 194.8 | 10.2 | 0.01 | -0.45
74163 | MALAD CITY 1 | 50044 | TREMONTON 2 | 1 | Closed | Line | NO | 20.7 | 1.9 | 20.8 | 210.1 | 10.2 | 0.1 | -4.29
29055 | TWENTYNINE PALMS 3 2 | 29058 | TWENTYNINE PALMS 3 5 | 1 | Closed | TransformerWinding | YES | -15.6 | 0.2 | 15.6 | 152.4 | 10.2 | 0 | -0.03
60640 | GROVER 1 | 60653 | PEETZ 3 1 | 1 | Closed | Line | NO | -216.1 | 14.2 | 216.6 | 2435 | 10.2 | 0.24 | -109.06
13525 | MADRAS 2 3 | 13524 | MADRAS 2 2 | 1 | Closed | Transformer | YES | -19.4 | -26.5 | 32.8 | 322.3 | 10.2 | 0 | 0.13
23021 | TRACY 6 1 | 23054 | MANTECA 1 1 | 1 | Closed | Line | NO | -17.9 | -3.9 | 18.4 | 179.7 | 10.2 | 0.02 | -1.54
74083 | BOISE 3 1 | 74072 | EAGLE 2 1 | 1 | Closed | Line | NO | -108.4 | 19.8 | 110.2 | 1163.3 | 10.2 | 0.08 | -28.6
10941 | KAHLOTUS 1 | 10946 | KAHLOTUS 6 | 1 | Closed | Transformer | YES | -135 | 7.9 | 135.2 | 1324.1 | 10.2 | 0.02 | 1.33
10615 | REPUBLIC 1 | 10598 | OROVILLE 1 1 | 1 | Closed | Line | NO | 13.4 | 5.5 | 14.5 | 196.7 | 10.2 | 0.05 | -9.49
10149 | OLALLA 1 | 10152 | OLALLA 4 | 1 | Closed | TransformerWinding | YES | 19.7 | 6.3 | 20.7 | 203.1 | 10.2 | 0 | 0.06
25154 | THOUSAND OAKS 1 1 | 25177 | AGOURA HILLS 1 1 | 1 | Closed | Line | NO | -20.7 | 1.4 | 20.7 | 204 | 10.2 | 0.01 | -0.69
50356 | OREM 6 1 | 50366 | OREM 6 11 | 1 | Closed | Transformer | YES | -7.5 | -3.7 | 8.4 | 82.3 | 10.2 | 0 | 0.08
74309 | IONA 2 2 | 74279 | IDAHO FALLS 9 1 | 1 | Closed | Line | NO | 10.2 | 17.3 | 20.1 | 204.7 | 10.2 | 0.02 | -0.9
11011 | GRAND COULEE 1 | 11038 | METALINE FALLS 1 | 1 | Closed | Line | NO | -160.1 | -273.2 | 316.7 | 3972 | 10.2 | 0.11 | -644.96
10012 | ABERDEEN 1 1 | 10023 | SHELTON 2 1 | 1 | Closed | Line | NO | 109.8 | -6.2 | 110 | 1105.1 | 10.2 | 0.16 | -31.74
74234 | CLARK FORK 1 | 74236 | CLARK FORK 3 | 1 | Closed | Transformer | YES | -36.6 | -13 | 38.8 | 382.7 | 10.2 | 0.01 | 0.48
60411 | CASTLE ROCK 2 1 | 60414 | LONE TREE 1 | 1 | Closed | Line | NO | -14.1 | 0 | 14.1 | 138.7 | 10.2 | 0.01 | -0.29
74319 | GRACE 2 3 | 74188 | SODA SPRINGS 1 | 1 | Closed | Line | NO | 16.4 | -13.2 | 21 | 206.8 | 10.2 | 0.05 | -3.93
40753 | MOHAVE VALLEY 2 3 | 40752 | MOHAVE VALLEY 2 2 | 1 | Closed | Transformer | YES | -56.7 | -16.7 | 59.1 | 582.6 | 10.2 | 0.01 | 0.63
53065 | PLACITAS 1 | 53249 | ALGODONES 2 2 | 1 | Closed | Line | NO | 14.3 | -1.2 | 14.3 | 140.7 | 10.2 | 0.01 | -2.03
70008 | LYMAN 1 | 70130 | MOUNTAIN VIEW 6 1 | 1 | Closed | Line | NO | 16.7 | -12.1 | 20.6 | 202.8 | 10.2 | 0.03 | -1.39
30388 | SPARKS 9 2 | 30070 | FERNLEY 1 1 | 1 | Closed | Line | NO | -112.5 | 6.4 | 112.7 | 1179.3 | 10.2 | 0.09 | -34.86
10900 | COULEE CITY 1 2 | 11047 | COULEE CITY 2 1 | 1 | Closed | Line | NO | 20.8 | -0.9 | 20.8 | 204.7 | 10.2 | 0.03 | -1.67
60396 | DENVER 42 1 | 60418 | DENVER 48 1 | 1 | Closed | Line | NO | 19.1 | -14.6 | 24.1 | 237 | 10.2 | 0.01 | -2.38
11039 | METALINE FALLS 2 | 10819 | KETTLE FALLS 2 3 | 1 | Closed | Line | NO | 99 | -53.7 | 112.6 | 1108.6 | 10.2 | 0.24 | -44.72
53110 | ALBUQUERQUE 20 2 | 53098 | ALBUQUERQUE 16 2 | 1 | Closed | Line | NO | -13.5 | 0.3 | 13.5 | 133.5 | 10.1 | 0 | -0.17
10885 | DAYTON 3 12 | 10941 | KAHLOTUS 1 | 1 | Closed | Line | NO | 367.2 | -171.3 | 405.2 | 3996.8 | 10.1 | 0.14 | -159.01
77018 | BILLINGS 3 1 | 77024 | BILLINGS 7 1 | 1 | Closed | Line | NO | 17.7 | -14.7 | 23 | 227.2 | 10.1 | 0.03 | -2.53
25967 | TEHACHAPI 5 2 | 25969 | TEHACHAPI 5 4 | 1 | Closed | Transformer | YES | -5.3 | -1.5 | 5.5 | 54.4 | 10.1 | 0 | 0.11
21579 | MORGAN HILL 2 1 | 21577 | MORGAN HILL 1 1 | 1 | Closed | Line | NO | -19.3 | 7 | 20.6 | 208.2 | 10.1 | 0.02 | -1.32
13430 | WALLA WALLA 1 3 | 10943 | KAHLOTUS 3 | 1 | Closed | Line | NO | 17.2 | -9.5 | 19.7 | 194.6 | 10.1 | 0.05 | -5.24
25962 | BAKERSFIELD 27 1 | 25890 | BAKERSFIELD 22 1 | 1 | Closed | Line | NO | 20.4 | -3.4 | 20.7 | 204.3 | 10.1 | 0.01 | -1.25
20355 | ELK GROVE 7 1 | 20466 | HERALD 2 | 1 | Closed | Line | NO | -85.2 | -63.2 | 106.1 | 1049 | 10.1 | 0.06 | -27.09
13470 | UMATILLA 2 1 | 13476 | UMATILLA 2 7 | 1 | Closed | Transformer | YES | -139.1 | 9.4 | 139.4 | 1379.3 | 10.1 | 0.02 | 1.3
70135 | CHEYENNE 7 1 | 70144 | CHEYENNE 7 10 | 1 | Closed | Transformer | YES | -14.3 | -37 | 39.7 | 395.6 | 10.1 | 0 | 0.31
40331 | CAVE CREEK 1 3 | 40248 | BLACK CANYON CITY 1 | 1 | Closed | Line | NO | 8.7 | -10.2 | 13.4 | 132.2 | 10.1 | 0.02 | -1.14
74130 | TWIN FALLS 2 1 | 74325 | MURTAUGH 3 | 1 | Closed | Line | NO | 71.9 | 76.6 | 105 | 1198.9 | 10.1 | 0.16 | -20.84
21437 | CAPITOLA 1 | 23010 | WATSONVILLE 3 1 | 1 | Closed | Line | NO | 16.4 | -12.4 | 20.6 | 204.1 | 10.1 | 0.01 | -1.85
21268 | SAN LEANDRO 1 2 | 21219 | OAKLAND 5 1 | 1 | Closed | Line | NO | -23.4 | -4.7 | 23.9 | 236.7 | 10.1 | 0.01 | -0.37
60101 | KREMMLING 1 1 | 60090 | STEAMBOAT SPRINGS 1 | 1 | Closed | Line | NO | -12.4 | 3.7 | 13 | 140.7 | 10.1 | 0.07 | -2.97
23039 | SOLEDAD 2 1 | 23012 | CARMEL VALLEY 1 | 1 | Closed | Line | NO | 17.1 | -2.2 | 17.2 | 170.8 | 10.1 | 0.02 | -2.01
10824 | POMEROY 1 1 | 10832 | POMEROY 1 9 | 1 | Closed | Transformer | YES | -135 | 7.7 | 135.2 | 1342.4 | 10.1 | 0.01 | 1.1
10824 | POMEROY 1 1 | 10830 | POMEROY 1 7 | 1 | Closed | Transformer | YES | -135 | 8.1 | 135.2 | 1343.1 | 10.1 | 0.02 | 1.52
60124 | FAIRPLAY 2 | 60121 | BRECKENRIDGE 1 | 1 | Closed | Line | NO | 6.3 | 10.1 | 11.9 | 134.8 | 10.1 | 0.01 | -1.95
23239 | ORANGE COVE 2 | 23227 | DINUBA 1 | 1 | Closed | Line | NO | 20.7 | -2.9 | 20.9 | 207.3 | 10.1 | 0.03 | -1.94
30100 | ALAMO 2 1 | 30099 | LAS VEGAS 1 2 | 1 | Closed | Line | NO | 23.3 | -10.6 | 25.6 | 257 | 10.1 | 0.12 | -22.03
10459 | REDMOND 2 1 | 10333 | SEATTLE 40 1 | 1 | Closed | Line | NO | 91.9 | -63.4 | 111.6 | 1110.9 | 10 | 0.03 | -11.27
25919 | EL SEGUNDO 1 1 | 26213 | PLAYA DEL REY 2 | 1 | Closed | Line | NO | -38.6 | 88 | 96.1 | 968.3 | 10 | 0 | -1.35
13532 | LOWELL 3 1 | 13358 | OAKRIDGE 1 | 1 | Closed | Line | NO | 20.1 | -8.2 | 21.7 | 216 | 10 | 0.07 | -5.19
10251 | FEDERAL WAY 2 1 | 10258 | TACOMA 18 3 | 1 | Closed | Line | NO | 12.9 | 12.7 | 18 | 188.9 | 10 | 0.01 | -1.28
40609 | JOSEPH CITY 1 3 | 40629 | HOLBROOK 1 | 1 | Closed | Line | NO | 4.9 | 8 | 9.4 | 112.1 | 10 | 0.01 | -2.16
23107 | TURLOCK 2 2 | 23112 | DELHI 1 | 1 | Closed | Line | NO | 22.1 | -0.6 | 22.1 | 220.7 | 10 | 0.03 | -0.54
50221 | RICHMOND 6 1 | 50218 | HYDE PARK 1 | 1 | Closed | Line | NO | 14.9 | 21.1 | 25.8 | 278.7 | 10 | 0.02 | -2.55
60090 | STEAMBOAT SPRINGS 1 | 60104 | WALDEN 1 | 1 | Closed | Line | NO | -13.7 | 0.3 | 13.7 | 143 | 10 | 0.05 | -3.76
60073 | NEW CASTLE 1 | 60849 | RIFLE 2 3 | 1 | Closed | Line | NO | -14.2 | -1.4 | 14.3 | 142.8 | 10 | 0.03 | -0.72
28857 | EL CAJON 8 3 | 28631 | EL CAJON 5 1 | 1 | Closed | Line | NO | 106.7 | 25.3 | 109.7 | 1125.3 | 10 | 0.07 | -10.77
25497 | GLENDALE 3 1 | 25593 | SOUTH PASADENA 1 | 1 | Closed | Line | NO | 19.4 | -5.9 | 20.3 | 202.9 | 10 | 0 | -1.06
74111 | KELLOGG 1 | 77170 | PLAINS 1 | 1 | Closed | Line | NO | -13.2 | 6.2 | 14.6 | 207.5 | 10 | 0.14 | -9.67
60749 | BRUSH 3 2 | 60821 | FLEMING 6 | 1 | Closed | Line | NO | -39.9 | -5.1 | 40.2 | 451.4 | 10 | 0.14 | -25.75
53013 | PECOS 1 | 53000 | LAS VEGAS 79 1 | 1 | Closed | Line | NO | 12.1 | -0.4 | 12.1 | 128.6 | 10 | 0.08 | -4.82
13002 | GOLD BEACH 1 | 13005 | BROOKINGS 1 | 1 | Closed | Line | NO | 20.1 | 2.6 | 20.3 | 209.4 | 10 | 0.12 | -3.39
50384 | DELTA 2 2 | 50387 | DELTA 2 5 | 1 | Closed | Transformer | YES | -7 | -3.2 | 7.7 | 77.4 | 9.9 | 0 | 0.05
53032 | SANTA FE 5 1 | 53029 | ALCALDE 1 | 1 | Closed | Line | NO | -9.3 | -11.3 | 14.7 | 147.6 | 9.9 | 0.02 | -2.7
25162 | ARVIN 2 | 25141 | BAKERSFIELD 15 2 | 1 | Closed | Line | NO | 13.4 | -14.5 | 19.7 | 198.7 | 9.9 | 0.01 | -0.21
23371 | PIONEER 2 2 | 23144 | PIONEER 1 1 | 1 | Closed | Line | NO | -15.3 | -7.6 | 17.1 | 172.4 | 9.9 | 0.03 | -1.38
60709 | NEW RAYMER 1 | 60640 | GROVER 1 | 1 | Closed | Line | NO | 168.3 | -164.3 | 235.1 | 2371.8 | 9.9 | 0.09 | -29.97
60128 | DILLON 1 1 | 60110 | SILVERTHORNE 1 | 1 | Closed | Line | NO | -0.7 | -13.2 | 13.2 | 133 | 9.9 | 0.03 | -1.93
20365 | MONTGOMERY CREEK 2 1 | 20291 | BURNEY 1 1 | 1 | Closed | Line | NO | -87.5 | 56.9 | 104.4 | 1119.8 | 9.9 | 0.06 | -11.19
21632 | STANFORD 2 1 | 21636 | STANFORD 2 5 | 1 | Closed | Transformer | YES | -26.3 | -13 | 29.3 | 298.3 | 9.9 | 0.01 | 0.45
29034 | NORTH PALM SPRINGS 5 2 | 29036 | NORTH PALM SPRINGS 5 4 | 1 | Closed | TransformerWinding | YES | 7.3 | -1.1 | 7.4 | 74.7 | 9.9 | 0 | 0.09
20308 | CAMINO 1 | 20314 | CAMINO 7 | 1 | Closed | Transformer | YES | -119.3 | -50 | 129.3 | 1311.8 | 9.9 | 0.01 | 1.1
10660 | SPOKANE 16 1 | 10871 | SPOKANE 21 2 | 1 | Closed | Line | NO | -20 | -3.7 | 20.3 | 205.8 | 9.9 | 0.02 | -0.72
26112 | MOJAVE 13 1 | 26115 | MOJAVE 13 4 | 1 | Closed | TransformerWinding | YES | -49.4 | 8.3 | 50 | 506.7 | 9.9 | 0.02 | 0.75
28255 | FONTANA 1 1 | 28800 | ONTARIO 8 2 | 1 | Closed | Line | NO | -20.7 | 0.4 | 20.7 | 210.4 | 9.9 | 0.01 | -0.56
21638 | STANFORD 2 7 | 21232 | REDWOOD CITY 5 1 | 1 | Closed | Line | NO | 109.1 | 44.5 | 117.9 | 1246.8 | 9.9 | 0.11 | -12.61
23329 | KING CITY 2 1 | 25009 | PASO ROBLES 2 1 | 1 | Closed | Line | NO | 113.2 | -18.2 | 114.7 | 1168.9 | 9.9 | 0.22 | -41.23
21626 | ANTIOCH 6 6 | 21606 | BIRDS LANDING 1 7 | 1 | Closed | Line | NO | 72.9 | -73.9 | 103.8 | 1053 | 9.9 | 0.02 | -12.57
77249 | SHAWMUT 1 | 77035 | LEWISTOWN 2 | 1 | Closed | Line | NO | 17.9 | -5.6 | 18.8 | 202.5 | 9.9 | 0.09 | -14.6
25165 | BAKERSFIELD 17 1 | 25166 | BAKERSFIELD 18 1 | 1 | Closed | Line | NO | -19.8 | -5.6 | 20.6 | 209.2 | 9.9 | 0.02 | -0.83
28711 | HOLTVILLE 1 1 | 28915 | WINTERHAVEN 2 | 1 | Closed | Line | NO | -13 | -14.2 | 19.3 | 195.6 | 9.8 | 0.1 | -2.19
53129 | JEMEZ PUEBLO 1 | 53167 | CUBA 1 | 1 | Closed | Line | NO | -12.1 | 1.6 | 12.2 | 142.5 | 9.8 | 0.07 | -5.46
28699 | EL CENTRO 2 1 | 28698 | EL CENTRO 1 1 | 1 | Closed | Line | NO | -10 | 14.8 | 17.8 | 185.8 | 9.8 | 0.01 | -0.53
40931 | JOSEPH CITY 2 1 | 40937 | JOSEPH CITY 2 7 | 1 | Closed | Transformer | YES | -130 | -92.5 | 159.5 | 1629.9 | 9.8 | 0.02 | 1.58
25355 | LANCASTER 2 1 | 26151 | LANCASTER 9 2 | 1 | Closed | Line | NO | -19.6 | -2.2 | 19.7 | 199.8 | 9.8 | 0.02 | -2.22
10962 | POMEROY 2 2 | 10964 | POMEROY 2 4 | 1 | Closed | TransformerWinding | YES | -33.9 | 3 | 34.1 | 346.5 | 9.8 | 0 | -0.3
70068 | DOUGLAS 3 1 | 70159 | GLENROCK 5 1 | 1 | Closed | Line | NO | -19.1 | -6.5 | 20.2 | 205 | 9.8 | 0.04 | -5.5
10595 | OMAK 1 | 10597 | TONASKET 1 | 1 | Closed | Line | NO | 13.9 | 9.7 | 17 | 195.2 | 9.8 | 0.05 | -3.55
50274 | PROVO 4 2 | 50280 | PROVO 5 1 | 1 | Closed | Line | NO | 12.2 | -16.4 | 20.5 | 208.1 | 9.8 | 0.01 | -4.3
50149 | AURORA 1 1 | 50270 | SALINA 1 | 1 | Closed | Line | NO | 24.9 | -5.2 | 25.4 | 258.3 | 9.8 | 0.02 | -2.95
28159 | LAGUNA NIGUEL 2 1 | 28203 | SAN CLEMENTE 1 3 | 1 | Closed | Line | NO | 10.4 | 14 | 17.5 | 186 | 9.8 | 0 | -1
40851 | TUCSON 50 1 | 40857 | TUCSON 50 7 | 1 | Closed | Transformer | YES | -109.9 | -50.4 | 120.9 | 1235.2 | 9.8 | 0.01 | 1.09
40851 | TUCSON 50 1 | 40856 | TUCSON 50 6 | 1 | Closed | Transformer | YES | -109.9 | -50 | 120.8 | 1235.7 | 9.8 | 0.02 | 1.43
40851 | TUCSON 50 1 | 40855 | TUCSON 50 5 | 1 | Closed | Transformer | YES | -109.9 | -49.8 | 120.7 | 1236.1 | 9.8 | 0.02 | 1.67
70003 | AFTON 2 | 70009 | BIG PINEY 1 | 1 | Closed | Line | NO | -19.5 | -6.5 | 20.5 | 209.1 | 9.8 | 0.16 | -3.88
10181 | BELLINGHAM 2 2 | 10785 | BELLINGHAM 7 2 | 1 | Closed | Line | NO | -19.4 | 3.8 | 19.8 | 204.3 | 9.8 | 0.02 | -1.15
13013 | FLORENCE 1 1 | 13024 | REEDSPORT 1 | 1 | Closed | Line | NO | 12.7 | -17 | 21.2 | 216.5 | 9.8 | 0.03 | -5.99
20024 | UKIAH 1 3 | 21035 | SANTA ROSA 7 1 | 1 | Closed | Line | NO | 98.4 | -53.7 | 112.1 | 1142.6 | 9.8 | 0.29 | -76.6
21594 | ANTIOCH 5 2 | 21626 | ANTIOCH 6 6 | 1 | Closed | Line | NO | 60.5 | 57.9 | 83.7 | 858.2 | 9.8 | 0 | -0.64
74230 | HAGERMAN 3 2 | 74232 | HAGERMAN 3 4 | 1 | Closed | TransformerWinding | YES | 9.9 | -1.5 | 10 | 102.2 | 9.8 | 0.01 | 0.15
10680 | MATTAWA 2 1 | 10687 | MATTAWA 2 8 | 1 | Closed | Transformer | YES | -120.6 | -57.7 | 133.7 | 1369.4 | 9.8 | 0.02 | 1.25
26167 | FELLOWS 2 1 | 26170 | FELLOWS 2 4 | 1 | Closed | TransformerWinding | YES | 34.4 | -8.4 | 35.4 | 362.6 | 9.8 | 0.01 | 0.46
60498 | PARKER 3 1 | 60510 | AURORA 14 1 | 1 | Closed | Line | NO | -46.4 | -18.8 | 50.1 | 511.4 | 9.8 | 0.02 | -1.82
20355 | ELK GROVE 7 1 | 20509 | SACRAMENTO 36 2 | 1 | Closed | Line | NO | -90.4 | -64.3 | 111 | 1132.6 | 9.8 | 0.06 | -7.42
60785 | PUEBLO 13 1 | 60794 | PUEBLO 13 10 | 1 | Closed | Transformer | YES | -46.7 | -32.8 | 57.1 | 589.7 | 9.8 | 0.01 | 1.16
74171 | IDAHO FALLS 2 1 | 74269 | IDAHO FALLS 8 2 | 1 | Closed | Line | NO | -19.9 | 2.6 | 20.1 | 206.5 | 9.8 | 0.02 | -0.85
10189 | YELM 2 | 10843 | LAKEBAY 2 2 | 1 | Closed | Line | NO | 3.5 | -16.7 | 17 | 174.2 | 9.8 | 0.01 | -1.52
20360 | WENDEL 3 | 20269 | SUSANVILLE 1 | 1 | Closed | Line | NO | -14.2 | 4.9 | 15.1 | 193.7 | 9.8 | 0.02 | -7.54
77026 | LAUREL 1 | 77030 | PARK CITY 3 1 | 1 | Closed | Line | NO | 19.6 | -9.2 | 21.6 | 221.2 | 9.8 | 0.06 | -4
23450 | TRACY 8 1 | 23454 | TRACY 8 5 | 1 | Closed | Transformer | YES | -132.3 | 9 | 132.6 | 1357.5 | 9.8 | 0.02 | 1.67
10640 | SPOKANE 5 2 | 10665 | SPOKANE 18 1 | 1 | Closed | Line | NO | -10.4 | -14.3 | 17.7 | 181.2 | 9.8 | 0 | -5.66
60238 | WOODLAND PARK 1 | 60198 | DIVIDE 3 | 1 | Closed | Line | NO | 3 | 10.8 | 11.2 | 134.4 | 9.8 | 0.01 | -2
20273 | JANESVILLE 1 | 20269 | SUSANVILLE 1 | 1 | Closed | Line | NO | -18.7 | 4.3 | 19.1 | 202.7 | 9.8 | 0.04 | -2.15
50292 | MIDWAY 3 | 50299 | HEBER CITY 1 | 1 | Closed | Line | NO | -22.7 | 2.7 | 22.9 | 240 | 9.8 | 0.03 | -2.95
60308 | DENVER 13 2 | 60331 | DENVER 20 1 | 1 | Closed | Line | NO | 1.2 | -8.2 | 8.3 | 85.4 | 9.7 | 0 | -1.8
74160 | POCATELLO 1 1 | 74158 | ABERDEEN 3 1 | 1 | Closed | Line | NO | -19.4 | 1.3 | 19.4 | 201.7 | 9.7 | 0.04 | -1.69
77061 | BOZEMAN 4 2 | 77091 | ENNIS 5 | 1 | Closed | Line | NO | 22.6 | -9.8 | 24.6 | 253.1 | 9.7 | 0.07 | -6.98
13594 | OXBOW 2 1 | 13599 | OXBOW 2 6 | 1 | Closed | Transformer | YES | -115.6 | -48.4 | 125.4 | 1294.4 | 9.7 | 0.02 | 1.75
30334 | FALLON 6 1 | 30336 | FALLON 6 3 | 1 | Closed | Transformer | YES | -8.9 | 0.1 | 8.9 | 91.1 | 9.7 | 0 | 0.09
40663 | CHAMBERS 1 | 40634 | INDIAN WELLS 1 | 1 | Closed | Line | NO | 9 | -10.9 | 14.1 | 145.2 | 9.7 | 0.01 | -9.88
40059 | WICKENBURG 1 | 40068 | KIRKLAND 6 1 | 1 | Closed | Line | NO | -14.1 | -2.1 | 14.3 | 146.9 | 9.7 | 0.05 | -3.59
13523 | MADRAS 2 1 | 13526 | MADRAS 2 4 | 1 | Closed | Transformer | YES | -124.2 | 7.1 | 124.4 | 1281.1 | 9.7 | 0.01 | 0.98
60041 | DOLORES 2 | 60055 | DURANGO 2 1 | 1 | Closed | Line | NO | -2.3 | -11.2 | 11.4 | 117.9 | 9.7 | 0.05 | -1.82
13387 | BEND 2 2 | 13403 | PRINEVILLE 1 | 1 | Closed | Line | NO | -19.4 | -2.8 | 19.6 | 203 | 9.7 | 0.09 | -5.59
74016 | PLUMMER 1 | 74054 | SAINT MARIES 1 | 1 | Closed | Line | NO | -16.9 | -4.5 | 17.5 | 180.5 | 9.7 | 0.05 | -2.57
50226 | SANTAQUIN 1 | 50236 | PAYSON 2 1 | 1 | Closed | Line | NO | 22 | -5.2 | 22.6 | 233.5 | 9.7 | 0.02 | -0.98
60630 | PEETZ 1 5 | 60632 | PEETZ 2 2 | 1 | Closed | Line | NO | -36.3 | -21 | 41.9 | 432.7 | 9.7 | 0.06 | -8.68
74093 | BOISE 7 3 | 74087 | GARDEN CITY 2 1 | 1 | Closed | Line | NO | -19.4 | -4.1 | 19.8 | 204.4 | 9.7 | 0.01 | -1.49
21190 | EMERYVILLE 1 | 21259 | ORINDA 1 | 1 | Closed | Line | NO | -18.5 | -1.3 | 18.5 | 191.2 | 9.7 | 0 | -0.28
10077 | VANCOUVER 1 1 | 10092 | VANCOUVER 2 1 | 1 | Closed | Line | NO | 18.6 | 6.4 | 19.7 | 205.1 | 9.7 | 0.01 | -0.46
25325 | VALLEY VILLAGE 2 | 25329 | CULVER CITY 1 1 | 1 | Closed | Line | NO | -14.6 | -9.9 | 17.6 | 181.9 | 9.7 | 0 | -0.97
11068 | ROOSEVELT 2 2 | 13467 | ARLINGTON 4 1 | 1 | Closed | Line | NO | -16.2 | 7 | 17.6 | 196.7 | 9.7 | 0.02 | -3.01
60737 | NUCLA 4 | 60029 | NORWOOD 1 | 1 | Closed | Line | NO | 14.5 | -1.7 | 14.6 | 150.9 | 9.7 | 0.03 | -1.02
30195 | LAS VEGAS 53 3 | 30216 | HENDERSON 7 1 | 1 | Closed | Line | NO | -23.6 | -1.1 | 23.6 | 244.5 | 9.7 | 0.01 | -0.65
40729 | CHLORIDE 1 1 | 40735 | CHLORIDE 1 7 | 1 | Closed | Transformer | YES | -44.5 | -6.4 | 45 | 466.1 | 9.7 | 0.01 | 0.45
60655 | PEETZ 3 3 | 60654 | PEETZ 3 2 | 1 | Closed | Transformer | YES | -13.4 | 4.1 | 14 | 145.3 | 9.7 | 0 | 0.12
25203 | CHATSWORTH 1 1 | 25191 | STEVENSON RANCH 2 | 1 | Closed | Line | NO | 10.5 | 14.7 | 18.1 | 190 | 9.7 | 0 | -0.35
30159 | LAS VEGAS 37 2 | 30327 | BOULDER CITY 3 2 | 1 | Closed | Line | NO | -18.7 | 0.7 | 18.7 | 199.2 | 9.7 | 0.05 | -3.79
29062 | CABAZON 1 | 29065 | CABAZON 4 | 1 | Closed | TransformerWinding | YES | -21.5 | 4.8 | 22.1 | 228.7 | 9.6 | 0 | 0
60611 | SPRINGFIELD 6 1 | 60698 | LAMAR 3 2 | 1 | Closed | Line | NO | -12.2 | 3.7 | 12.8 | 140.7 | 9.6 | 0.03 | -2.07
28032 | FULLERTON 1 1 | 25728 | HACIENDA HEIGHTS 1 1 | 1 | Closed | Line | NO | -17.6 | -7.7 | 19.2 | 199.4 | 9.6 | 0.01 | -0.37
28655 | PALM SPRINGS 3 1 | 28924 | NORTH PALM SPRINGS 4 1 | 1 | Closed | Line | NO | -84.6 | -63.9 | 106 | 1100.9 | 9.6 | 0.06 | -24.89
40103 | GOODYEAR 4 1 | 40109 | SURPRISE 5 1 | 1 | Closed | Line | NO | -12.9 | -1.6 | 13 | 135.2 | 9.6 | 0.01 | -1.05
60362 | DENVER 31 1 | 60329 | ENGLEWOOD 1 1 | 1 | Closed | Line | NO | 6.1 | 9.1 | 10.9 | 121.3 | 9.6 | 0 | -0.86
60088 | SNOWMASS VILLAGE 1 | 60086 | CRESTED BUTTE 2 | 1 | Closed | Line | NO | -13.4 | -2.4 | 13.6 | 141.7 | 9.6 | 0.04 | -2.6
13445 | VALE 1 3 | 13688 | VALE 2 2 | 1 | Closed | Line | NO | 20.1 | -3.8 | 20.5 | 212.9 | 9.6 | 0.02 | -2.82
10928 | CHEHALIS 2 1 | 10756 | SILVER CREEK 1 1 | 1 | Closed | Line | NO | 83.8 | 50.4 | 97.8 | 1177.1 | 9.6 | 0.06 | -25.55
80026 | EL PASO 16 1 | 80017 | EL PASO 10 1 | 1 | Closed | Line | NO | -3.6 | -10.5 | 11.1 | 115.3 | 9.6 | 0 | -0.21
13446 | ENTERPRISE 1 1 | 13449 | JOSEPH 1 | 1 | Closed | Line | NO | 19.5 | -5.2 | 20.2 | 210.8 | 9.6 | 0.03 | -7.02
40979 | CHLORIDE 2 1 | 40987 | CHLORIDE 2 9 | 1 | Closed | Transformer | YES | -131.5 | -28.2 | 134.5 | 1405 | 9.6 | 0.02 | 1.24
10603 | KENNEWICK 3 2 | 11062 | PASCO 3 1 | 1 | Closed | Line | NO | -10.3 | -15 | 18.2 | 189.8 | 9.6 | 0.02 | -1.16
60606 | AKRON 1 | 60603 | BRUSH 1 2 | 1 | Closed | Line | NO | 13.7 | 0.2 | 13.7 | 143.8 | 9.6 | 0.04 | -1.81
28536 | SAN DIEGO 38 2 | 28635 | RAMONA 1 1 | 1 | Closed | Line | NO | 3.3 | 15.9 | 16.2 | 174.9 | 9.6 | 0.01 | -0.55
53135 | ALBUQUERQUE 26 1 | 53044 | SANTA FE 6 1 | 1 | Closed | Line | NO | 54.3 | -6.2 | 54.6 | 577 | 9.6 | 0.14 | -17.23
13470 | UMATILLA 2 1 | 13479 | UMATILLA 2 10 | 1 | Closed | Transformer | YES | -131.3 | 9.8 | 131.6 | 1375.5 | 9.6 | 0.03 | 1.73
60031 | PALISADE 1 | 60018 | GRAND JUNCTION 3 1 | 1 | Closed | Line | NO | -13 | -4.5 | 13.8 | 144.2 | 9.6 | 0.02 | -2.47
28780 | SAN DIEGO 49 8 | 28408 | SAN DIEGO 4 6 | 1 | Closed | Line | NO | -94 | -45.9 | 104.6 | 1094.6 | 9.6 | 0.04 | -4.66
74235 | CLARK FORK 2 | 77180 | LIBBY 1 1 | 1 | Closed | Line | NO | -17.8 | 4 | 18.2 | 204.2 | 9.6 | 0.08 | -3.87
10961 | POMEROY 2 1 | 11056 | DAYTON 5 1 | 1 | Closed | Line | NO | -91.6 | -50.4 | 104.6 | 1094.4 | 9.6 | 0.06 | -11.43
74257 | HAGERMAN 4 1 | 74130 | TWIN FALLS 2 1 | 1 | Closed | Line | NO | 110.8 | -26.5 | 113.9 | 1205.7 | 9.6 | 0.15 | -58.51
50027 | GRANTSVILLE 1 1 | 50006 | WENDOVER 1 | 1 | Closed | Line | NO | 15 | -14.6 | 20.9 | 219.2 | 9.6 | 0.05 | -10.05
10970 | FORD 1 1 | 10870 | SPOKANE 21 1 | 1 | Closed | Line | NO | 94.2 | -48.6 | 106 | 1109.7 | 9.6 | 0.11 | -25.61
74218 | BOISE 14 1 | 74083 | BOISE 3 1 | 1 | Closed | Line | NO | 100.4 | 29.4 | 104.6 | 1149.9 | 9.6 | 0.08 | -15.35
10127 | BREMERTON 5 1 | 10730 | SHELTON 3 1 | 1 | Closed | Line | NO | -48.6 | -94.9 | 106.6 | 1116.8 | 9.5 | 0.09 | -31.79
60698 | LAMAR 3 2 | 60700 | LAMAR 3 4 | 1 | Closed | TransformerWinding | YES | -12.3 | 5.8 | 13.6 | 142.1 | 9.5 | 0 | -0.05
74042 | NAMPA 1 1 | 74070 | MERIDIAN 3 1 | 1 | Closed | Line | NO | 16.5 | -11.4 | 20 | 209.5 | 9.5 | 0.02 | -2.83
28016 | BUENA PARK 3 1 | 25680 | ARTESIA 3 | 1 | Closed | Line | NO | -18.3 | 6.2 | 19.3 | 205.3 | 9.5 | 0.01 | -0.79
30002 | RENO 2 1 | 30005 | RENO 3 1 | 1 | Closed | Line | NO | -15.9 | -15.8 | 22.4 | 234.5 | 9.5 | 0.04 | -4.02
28319 | MURRIETA 2 1 | 28338 | OCEANSIDE 3 1 | 1 | Closed | Line | NO | 14.9 | -10.8 | 18.4 | 192.8 | 9.5 | 0.01 | -1.99
30106 | LAS VEGAS 6 1 | 30147 | LAS VEGAS 30 1 | 1 | Closed | Line | NO | 19.5 | 11.4 | 22.6 | 242.3 | 9.5 | 0.01 | -0.93
10466 | SNOHOMISH 1 1 | 10502 | FALL CITY 1 1 | 1 | Closed | Line | NO | 9.8 | 11.6 | 15.1 | 185.2 | 9.5 | 0.02 | -3.14
40685 | HOUCK 1 | 40686 | SAINT MICHAELS 1 | 1 | Closed | Line | NO | 7.3 | 8.2 | 11 | 126.1 | 9.5 | 0.03 | -1.38
13083 | EUGENE 4 1 | 13113 | EUGENE 10 2 | 1 | Closed | Line | NO | -11.8 | 10.9 | 16 | 177.4 | 9.5 | 0.01 | -1.21
23329 | KING CITY 2 1 | 23285 | SAN JOAQUIN 1 2 | 1 | Closed | Line | NO | -79.6 | 25.2 | 83.5 | 1137.3 | 9.5 | 0.19 | -48.09
10597 | TONASKET 1 | 10598 | OROVILLE 1 1 | 1 | Closed | Line | NO | -1.6 | 11.3 | 11.4 | 168.4 | 9.5 | 0.03 | -4.68
21458 | SAN JOSE 9 1 | 21409 | SANTA CLARA 2 1 | 1 | Closed | Line | NO | -101.4 | 31.2 | 106.1 | 1160.4 | 9.5 | 0.04 | -12.28
10918 | ROCKPORT 3 3 | 10917 | ROCKPORT 3 2 | 1 | Closed | Transformer | YES | -32.2 | 0.3 | 32.2 | 338.7 | 9.5 | 0 | 0.26
28302 | RIVERSIDE 11 1 | 28350 | SAN BERNARDINO 6 1 | 1 | Closed | Line | NO | 17.1 | -7.7 | 18.7 | 196.8 | 9.5 | 0.01 | -1.44
40819 | CHANDLER 14 1 | 40829 | CHANDLER 14 11 | 1 | Closed | Transformer | YES | -120.5 | -9.6 | 120.9 | 1272.8 | 9.5 | 0.02 | 1.75
50164 | FARMINGTON 1 2 | 50147 | WOODS CROSS 1 | 1 | Closed | Line | NO | 5.3 | 20.1 | 20.8 | 227.1 | 9.5 | 0.01 | -0.86
50133 | SALT LAKE CITY 8 3 | 50180 | BOUNTIFUL 1 1 | 1 | Closed | Line | NO | 24.7 | 1.3 | 24.7 | 262.2 | 9.5 | 0.02 | -2.25
25410 | TORRANCE 6 2 | 25352 | REDONDO BEACH 3 1 | 1 | Closed | Line | NO | -0.4 | -15.4 | 15.4 | 162.3 | 9.5 | 0 | -0.23
23104 | TURLOCK 1 1 | 23093 | CERES 1 1 | 1 | Closed | Line | NO | 7.3 | -16.6 | 18.2 | 191.3 | 9.5 | 0 | -0.4
23242 | VISALIA 4 1 | 23231 | VISALIA 2 2 | 1 | Closed | Line | NO | -13.3 | 13 | 18.5 | 204.4 | 9.5 | 0.01 | -1.21
20387 | REDDING 8 1 | 20393 | REDDING 8 7 | 1 | Closed | Transformer | YES | -119 | 6.8 | 119.2 | 1254.8 | 9.5 | 0.01 | 0.97
40819 | CHANDLER 14 1 | 40828 | CHANDLER 14 10 | 1 | Closed | Transformer | YES | -120.5 | -10 | 120.9 | 1275.2 | 9.5 | 0.02 | 1.31
20008 | MCKINLEYVILLE 1 | 20433 | SAMOA 2 | 1 | Closed | Line | NO | 3.2 | -15.9 | 16.2 | 170.6 | 9.5 | 0.01 | -6.3
50265 | HYRUM 1 | 50217 | MILLVILLE 1 | 1 | Closed | Line | NO | -21.1 | -10.7 | 23.7 | 249.4 | 9.5 | 0.02 | -1.42
40819 | CHANDLER 14 1 | 40827 | CHANDLER 14 9 | 1 | Closed | Transformer | YES | -120.5 | -10.1 | 120.9 | 1275.7 | 9.5 | 0.01 | 1.23
70167 | GILLETTE 6 1 | 70106 | GILLETTE 3 2 | 1 | Closed | Line | NO | -20 | 4.1 | 20.4 | 215.1 | 9.5 | 0 | -0.13
10086 | BLAINE 1 3 | 10216 | BELLINGHAM 6 1 | 1 | Closed | Line | NO | -16.3 | -0.8 | 16.3 | 176.2 | 9.5 | 0.03 | -4.47
20437 | OROVILLE 5 2 | 20542 | DOBBINS 1 | 1 | Closed | Line | NO | 95.3 | -54.2 | 109.6 | 1156.3 | 9.5 | 0.08 | -37.49
50352 | MONTEZUMA CREEK 1 | 60736 | NUCLA 3 | 1 | Closed | Line | NO | -21.6 | -7.6 | 22.9 | 241.4 | 9.5 | 0.27 | -12.99
40639 | SHOW LOW 1 | 40644 | LAKESIDE 3 1 | 1 | Closed | Line | NO | -11.9 | 3.4 | 12.4 | 133.7 | 9.5 | 0.03 | -0.88
40819 | CHANDLER 14 1 | 40826 | CHANDLER 14 8 | 1 | Closed | Transformer | YES | -120.5 | -9.9 | 120.9 | 1277.2 | 9.5 | 0.02 | 1.38
40819 | CHANDLER 14 1 | 40825 | CHANDLER 14 7 | 1 | Closed | Transformer | YES | -120.5 | -9.8 | 120.9 | 1277.2 | 9.5 | 0.02 | 1.57
77249 | SHAWMUT 1 | 77043 | HARLOWTON 1 | 1 | Closed | Line | NO | 15.5 | 8.3 | 17.6 | 205.7 | 9.5 | 0.08 | -3.62
10589 | RICHLAND 1 1 | 11062 | PASCO 3 1 | 1 | Closed | Line | NO | -1 | 12.5 | 12.6 | 159.5 | 9.5 | 0.01 | -2.56
20143 | SACRAMENTO 16 1 | 20174 | SACRAMENTO 27 1 | 1 | Closed | Line | NO | -9 | -14.3 | 16.9 | 178.2 | 9.5 | 0 | -0.5
60408 | RYE 1 | 60469 | PUEBLO 2 1 | 1 | Closed | Line | NO | -13.3 | 1.3 | 13.4 | 145.5 | 9.5 | 0.03 | -1.98
28618 | SAN JACINTO 3 1 | 28576 | SAN JACINTO 1 1 | 1 | Closed | Line | NO | 17.6 | -7.2 | 19 | 200.7 | 9.5 | 0 | -0.39
74112 | BOISE 12 1 | 74105 | BOISE 11 1 | 1 | Closed | Line | NO | 19.9 | 0.2 | 19.9 | 210.3 | 9.5 | 0.02 | -1.45
60457 | AURORA 6 1 | 60398 | DENVER 43 2 | 1 | Closed | Line | NO | -10.6 | 7.5 | 13 | 139.7 | 9.5 | 0.01 | -0.4
10876 | DAYTON 3 3 | 10875 | DAYTON 3 2 | 1 | Closed | Transformer | YES | -28.1 | 0.9 | 28.1 | 296.8 | 9.5 | 0 | 0.2
60597 | FORT MORGAN 1 | 60603 | BRUSH 1 2 | 1 | Closed | Line | NO | 7.1 | 7.7 | 10.5 | 127.6 | 9.4 | 0.01 | -2.03
20218 | CITRUS HEIGHTS 3 2 | 20211 | RANCHO CORDOVA 1 1 | 1 | Closed | Line | NO | 8.4 | -14.9 | 17.1 | 181.6 | 9.4 | 0 | -0.3
23069 | NEWMAN 2 | 23061 | PATTERSON 2 1 | 1 | Closed | Line | NO | 16.8 | 3.7 | 17.2 | 191.1 | 9.4 | 0.01 | -2.96
50257 | AMERICAN FORK 2 3 | 50261 | PLEASANT GROVE 1 1 | 1 | Closed | Line | NO | 20.7 | -8.2 | 22.2 | 235.8 | 9.4 | 0 | -0.32
20019 | WILLITS 1 | 20023 | UKIAH 1 2 | 1 | Closed | Line | NO | -13.2 | -10 | 16.6 | 175.8 | 9.4 | 0.01 | -9.54
23097 | MODESTO 8 3 | 23444 | TURLOCK 5 3 | 1 | Closed | Line | NO | -15.8 | -9.4 | 18.3 | 194.6 | 9.4 | 0.01 | -3.09
10069 | KELSO 1 | 10074 | KALAMA 1 | 1 | Closed | Line | NO | 17.4 | -8.1 | 19.2 | 203.8 | 9.4 | 0.02 | -1.09
23031 | LODI 1 5 | 20200 | ELK GROVE 5 1 | 1 | Closed | Line | NO | 16.2 | 4.8 | 16.8 | 188.9 | 9.4 | 0.05 | -2.76
10033 | LONGVIEW 1 1 | 10045 | CASTLE ROCK 1 1 | 1 | Closed | Line | NO | -17.5 | -10.4 | 20.4 | 216.4 | 9.4 | 0.04 | -3.39
23442 | TURLOCK 5 1 | 23447 | TURLOCK 5 6 | 1 | Closed | Transformer | YES | -99.8 | -49.8 | 111.5 | 1192.7 | 9.4 | 0.01 | 1.23
13414 | UMATILLA 1 1 | 10593 | RICHLAND 3 3 | 1 | Closed | Line | NO | 16.7 | 0.4 | 16.7 | 194.1 | 9.4 | 0.02 | -6.99
23442 | TURLOCK 5 1 | 23446 | TURLOCK 5 5 | 1 | Closed | Transformer | YES | -99.8 | -49.2 | 111.3 | 1193.8 | 9.4 | 0.02 | 1.78
11038 | METALINE FALLS 1 | 11045 | METALINE FALLS 8 | 1 | Closed | Transformer | YES | -131.9 | 9.9 | 132.3 | 1410.9 | 9.4 | 0.02 | 1.44
23442 | TURLOCK 5 1 | 23445 | TURLOCK 5 4 | 1 | Closed | Transformer | YES | -99.8 | -49.9 | 111.6 | 1195.2 | 9.4 | 0.01 | 1.06
77063 | BELGRADE 1 | 77078 | MANHATTAN 1 | 1 | Closed | Line | NO | 6.1 | -20.7 | 21.5 | 229.6 | 9.4 | 0.04 | -8.31
60061 | MONTROSE 2 3 | 60848 | RIFLE 2 2 | 1 | Closed | Line | NO | -43.2 | -16.8 | 46.3 | 504.8 | 9.4 | 0.19 | -35.68
77070 | GREAT FALLS 3 1 | 77292 | GREAT FALLS 10 2 | 1 | Closed | Line | NO | -16.3 | -9.5 | 18.9 | 201.5 | 9.4 | 0.03 | -3.36
77061 | BOZEMAN 4 2 | 77058 | BOZEMAN 3 1 | 1 | Closed | Line | NO | -19.8 | 1.4 | 19.9 | 215.7 | 9.4 | 0.03 | -2.35
40331 | CAVE CREEK 1 3 | 40332 | CAVE CREEK 2 1 | 1 | Closed | Line | NO | 7.9 | 9.6 | 12.4 | 135.8 | 9.4 | 0.01 | -0.41
26142 | SANTA MARGARITA 2 1 | 26146 | SANTA MARGARITA 2 5 | 1 | Closed | Transformer | YES | -117.2 | 1.4 | 117.2 | 1252.9 | 9.4 | 0.02 | 1.35
10942 | KAHLOTUS 2 | 10941 | KAHLOTUS 1 | 1 | Closed | Transformer | YES | -125.6 | 10.9 | 126.1 | 1347.9 | 9.4 | 0.02 | 2.11
23496 | CHOWCHILLA 2 2 | 23150 | MADERA 1 1 | 1 | Closed | Line | NO | 13.8 | 11.1 | 17.7 | 205.7 | 9.3 | 0.03 | -2.24
77290 | GREAT FALLS 9 1 | 77295 | GREAT FALLS 11 2 | 1 | Closed | Line | NO | -15.2 | 8.5 | 17.5 | 188.8 | 9.3 | 0.01 | -0.28
30116 | LAS VEGAS 12 1 | 30101 | LAS VEGAS 2 1 | 1 | Closed | Line | NO | 18.4 | 10.3 | 21.1 | 231.6 | 9.3 | 0.01 | -0.92
40852 | TUCSON 50 2 | 40859 | TUCSON 50 9 | 1 | Closed | Transformer | YES | -26.9 | 3.4 | 27.1 | 291.1 | 9.3 | 0 | 0.14
40502 | TUCSON 11 1 | 40516 | TUCSON 15 1 | 1 | Closed | Line | NO | -12.4 | 0.9 | 12.5 | 134.1 | 9.3 | 0 | -0.18
30428 | SPARKS 10 1 | 30389 | SPARKS 9 3 | 1 | Closed | Line | NO | -22.5 | 6.6 | 23.4 | 252.4 | 9.3 | 0 | -0.1
70069 | WHEATLAND 1 1 | 70171 | WHEATLAND 2 2 | 1 | Closed | Line | NO | 16.4 | -11.1 | 19.8 | 213.4 | 9.3 | 0.03 | -3.73
60302 | FORT COLLINS 5 2 | 60301 | FORT COLLINS 5 1 | 1 | Closed | Transformer | YES | -4.5 | 12.2 | 13 | 139.7 | 9.3 | 0 | 0.11
10222 | BOW 1 | 10888 | SUMAS 2 | 1 | Closed | Line | NO | -20.2 | -3.7 | 20.6 | 221.3 | 9.3 | 0.07 | -6.41
23060 | PATTERSON 1 1 | 23078 | MODESTO 2 1 | 1 | Closed | Line | NO | -11.1 | -8.1 | 13.7 | 147.3 | 9.3 | 0.01 | -2.54
10441 | MARYSVILLE 4 1 | 10382 | MARYSVILLE 2 2 | 1 | Closed | Line | NO | -8.4 | 12.6 | 15.1 | 174.7 | 9.3 | 0 | -1.33
25328 | HERMOSA BEACH 1 | 25351 | REDONDO BEACH 2 2 | 1 | Closed | Line | NO | -2 | -18.3 | 18.4 | 197.6 | 9.3 | 0.01 | -0.52
20195 | CARMICHAEL 2 1 | 20202 | ELK GROVE 6 2 | 1 | Closed | Line | NO | 17.6 | 3.3 | 17.9 | 199.1 | 9.3 | 0.01 | -2.37
10941 | KAHLOTUS 1 | 10944 | KAHLOTUS 4 | 1 | Closed | Transformer | YES | -123.2 | 8.3 | 123.5 | 1330.7 | 9.3 | 0.02 | 1.65
21607 | PITTSBURG 4 1 | 21594 | ANTIOCH 5 2 | 1 | Closed | Line | NO | -66 | 71.7 | 97.4 | 1097.7 | 9.3 | 0.02 | -5.98
25072 | TAFT 1 2 | 26162 | MC KITTRICK 2 3 | 1 | Closed | Line | NO | -18 | 2.8 | 18.2 | 199 | 9.3 | 0.02 | -1.33
10554 | TOPPENISH 1 | 10566 | MABTON 1 | 1 | Closed | Line | NO | 18.3 | 0.7 | 18.3 | 199.6 | 9.3 | 0.02 | -2.44
23036 | HOLLISTER 2 1 | 23034 | HOLLISTER 1 1 | 1 | Closed | Line | NO | -18.7 | -5.5 | 19.5 | 210.5 | 9.3 | 0.01 | -0.27
74178 | FIRTH 1 | 74279 | IDAHO FALLS 9 1 | 1 | Closed | Line | NO | -19.4 | 2.9 | 19.6 | 235.5 | 9.3 | 0.03 | -7.06
21586 | TRACY 3 1 | 23021 | TRACY 6 1 | 1 | Closed | Line | NO | 18 | 3.5 | 18.3 | 208.6 | 9.3 | 0.02 | -3.72
30055 | RENO 18 1 | 30311 | RENO 22 2 | 1 | Closed | Line | NO | 12.4 | 17.1 | 21.1 | 247.1 | 9.3 | 0.01 | -2.14
50332 | BLUFF 2 | 40650 | DENNEHOTSO 1 | 1 | Closed | Line | NO | 12.2 | -2.1 | 12.3 | 133.3 | 9.3 | 0.07 | -2.09
10280 | EVERSON 3 | 10201 | LYNDEN 1 | 1 | Closed | Line | NO | 15.1 | -9.8 | 18 | 194.1 | 9.3 | 0.02 | -2.08
21558 | DIXON 1 | 20084 | DAVIS 2 2 | 1 | Closed | Line | NO | -16.6 | -7.3 | 18.1 | 195.5 | 9.3 | 0.01 | -0.94
40623 | SIERRA VISTA 3 1 | 40666 | DOUGLAS 1 1 | 1 | Closed | Line | NO | -203.5 | -82.4 | 219.6 | 2372.9 | 9.3 | 0.36 | -129.82
13410 | BOARDMAN 1 2 | 10568 | GRANDVIEW 2 | 1 | Closed | Line | NO | 1.5 | 7.6 | 7.7 | 148.1 | 9.3 | 0.02 | -6.02
20290 | MCCLELLAN 3 | 20339 | ROSEVILLE 7 1 | 1 | Closed | Line | NO | -100.8 | 6.3 | 101 | 1118.7 | 9.3 | 0.05 | -16.86
26083 | LEBEC 2 1 | 26195 | CASTAIC 3 2 | 1 | Closed | Line | NO | -98.5 | 17 | 99.9 | 1105.8 | 9.2 | 0.06 | -10.33
13411 | IRRIGON 1 | 13697 | BOARDMAN 4 3 | 1 | Closed | Line | NO | 17.1 | -6.6 | 18.3 | 198.2 | 9.2 | 0.02 | -3.88
50445 | SALT LAKE CITY 32 3 | 50163 | FARMINGTON 1 1 | 1 | Closed | Line | NO | 217.2 | -44.4 | 221.7 | 2402.1 | 9.2 | 0.09 | -33.85
40851 | TUCSON 50 1 | 40765 | COCHISE 1 | 1 | Closed | Line | NO | -224.4 | -100.7 | 246 | 3974.8 | 9.2 | 0.13 | -390.61
50239 | SALT LAKE CITY 27 1 | 50214 | SALT LAKE CITY 23 6 | 1 | Closed | Line | NO | -167 | 57.4 | 176.6 | 2003.1 | 9.2 | 0.06 | -21.53
40729 | CHLORIDE 1 1 | 40733 | CHLORIDE 1 5 | 1 | Closed | Transformer | YES | -45.2 | -6.3 | 45.7 | 496.4 | 9.2 | 0.01 | 0.55
23311 | AUBERRY 2 1 | 23306 | NORTH FORK 1 1 | 1 | Closed | Line | NO | 8.4 | -13.7 | 16.1 | 174.5 | 9.2 | 0.01 | -1.5
77121 | BROWNING 1 | 77222 | HUNGRY HORSE 2 | 1 | Closed | Line | NO | 14.5 | 7.9 | 16.5 | 220.8 | 9.2 | 0.12 | -6.51
10942 | KAHLOTUS 2 | 10854 | BURBANK 2 11 | 1 | Closed | Line | NO | 101.6 | -12.7 | 102.4 | 1113.3 | 9.2 | 0.12 | -27.25
60409 | DENVER 45 1 | 60361 | DENVER 30 2 | 1 | Closed | Line | NO | -12.3 | 3.3 | 12.7 | 139.7 | 9.2 | 0.01 | -0.6
10617 | COLLEGE PLACE 1 | 13439 | LA GRANDE 1 | 1 | Closed | Line | NO | 16.7 | -7.9 | 18.5 | 200.6 | 9.2 | 0.11 | -9.52
11038 | METALINE FALLS 1 | 11046 | METALINE FALLS 9 | 1 | Closed | Transformer | YES | -129.2 | 10 | 129.6 | 1409.2 | 9.2 | 0.02 | 1.54
10717 | WENATCHEE 4 1 | 10724 | WENATCHEE 4 8 | 1 | Closed | Transformer | YES | -104.9 | -38.8 | 111.8 | 1222 | 9.2 | 0.02 | 1.47
40692 | WINDOW ROCK 1 | 53208 | YATAHEY 3 | 1 | Closed | Line | NO | 10.2 | -6.6 | 12.1 | 131.9 | 9.2 | 0.02 | -2.13
28988 | PARKER DAM 1 | 40039 | LAKE HAVASU CITY 3 2 | 1 | Closed | Line | NO | -84 | 44.1 | 94.8 | 1071.5 | 9.2 | 0.04 | -7.37
60652 | LIMON 2 5 | 60669 | LIMON 3 5 | 1 | Closed | Line | NO | 161.4 | -139.2 | 213.2 | 2320 | 9.2 | 0.05 | -22.86
11039 | METALINE FALLS 2 | 11038 | METALINE FALLS 1 | 1 | Closed | Transformer | YES | -101 | 61.2 | 118.1 | 1284.9 | 9.2 | 0.01 | 0.96
20348 | ANDERSON 2 1 | 20054 | ANDERSON 1 1 | 1 | Closed | Line | NO | 15.9 | -6.8 | 17.3 | 188.1 | 9.2 | 0.01 | -1.31
10150 | OLALLA 2 | 10152 | OLALLA 4 | 1 | Closed | TransformerWinding | YES | -8 | -4.7 | 9.3 | 101.6 | 9.2 | 0 | 0.13
10002 | FORKS 1 | 10001 | NEAH BAY 1 | 1 | Closed | Line | NO | 16.7 | -3.3 | 17 | 185.3 | 9.2 | 0.16 | -3.88
50197 | LEWISTON 1 2 | 50073 | CLARKSTON 2 3 | 1 | Closed | Line | NO | 22.1 | -6.7 | 23.1 | 252.1 | 9.2 | 0.03 | -2.93
70010 | PINEDALE 1 | 70011 | DUBOIS 1 | 1 | Closed | Line | NO | -11.5 | 3 | 11.9 | 192.7 | 9.2 | 0.04 | -10.38
53033 | TULAROSA 1 | 53017 | ALTO 2 | 1 | Closed | Line | NO | -11.4 | 3.4 | 11.9 | 140.6 | 9.2 | 0.04 | -2.5
74118 | BOISE 13 2 | 74102 | BOISE 9 1 | 1 | Closed | Line | NO | 18.4 | -2.3 | 18.5 | 201.8 | 9.2 | 0.03 | -1.61
74150 | BURLEY 1 1 | 74336 | BURLEY 2 2 | 1 | Closed | Line | NO | -15.7 | -10.8 | 19 | 207.6 | 9.2 | 0.01 | -3.21
60007 | CORTEZ 3 | 60000 | DOVE CREEK 1 | 1 | Closed | Line | NO | -12.9 | -0.4 | 12.9 | 143.8 | 9.2 | 0.04 | -2.81
23385 | INYOKERN 3 1 | 25820 | RIDGECREST 2 1 | 1 | Closed | Line | NO | 18.7 | -0.7 | 18.7 | 208.3 | 9.1 | 0.07 | -4.73
20466 | HERALD 2 | 23473 | MODESTO 12 1 | 1 | Closed | Line | NO | 104.5 | -25.3 | 107.6 | 1176 | 9.1 | 0.25 | -46.26
26033 | EL SEGUNDO 3 5 | 25436 | GARDENA 1 1 | 1 | Closed | Line | NO | 17.5 | 4.1 | 18 | 197.6 | 9.1 | 0 | -0.35
26142 | SANTA MARGARITA 2 1 | 26147 | SANTA MARGARITA 2 6 | 1 | Closed | Transformer | YES | -114.3 | 1.2 | 114.3 | 1252.2 | 9.1 | 0.01 | 1.23
53003 | CAPITAN 1 | 53019 | RUIDOSO 1 | 1 | Closed | Line | NO | 12.2 | -1.3 | 12.2 | 139.3 | 9.1 | 0.05 | -5.16
77165 | KALISPELL 2 1 | 77164 | KALISPELL 1 1 | 1 | Closed | Line | NO | 12.4 | 10.9 | 16.5 | 196.4 | 9.1 | 0.01 | -2.12
21749 | GILROY 4 6 | 21750 | GILROY 4 7 | 1 | Closed | TransformerWinding | YES | 44.8 | 14.2 | 47 | 515.5 | 9.1 | 0 | 0.26
21748 | GILROY 4 5 | 21750 | GILROY 4 7 | 1 | Closed | TransformerWinding | YES | 44.8 | 14.2 | 47 | 515.5 | 9.1 | 0 | 0.26
10680 | MATTAWA 2 1 | 10688 | MATTAWA 2 9 | 1 | Closed | Transformer | YES | -109.9 | -57.4 | 124 | 1368.2 | 9.1 | 0.02 | 1.55
13124 | ALBANY 2 1 | 13163 | TURNER 1 | 1 | Closed | Line | NO | -18.1 | -1.2 | 18.2 | 199.3 | 9.1 | 0.02 | -1.79
74186 | GRACE 1 1 | 74319 | GRACE 2 3 | 1 | Closed | Line | NO | -16.5 | 4.1 | 17 | 188.8 | 9.1 | 0.01 | -0.66
60011 | RANGELY 1 | 60014 | RANGELY 4 | 1 | Closed | TransformerWinding | YES | 8.5 | 3.2 | 9.1 | 99.9 | 9.1 | 0 | 0
13454 | BLUE RIVER 2 | 13368 | SISTERS 1 | 1 | Closed | Line | NO | 15.4 | -5.2 | 16.3 | 178.8 | 9.1 | 0.02 | -1.89
10593 | RICHLAND 3 3 | 13418 | HERMISTON 2 2 | 1 | Closed | Line | NO | -17.4 | -0.6 | 17.4 | 201.5 | 9.1 | 0.04 | -6.4
23374 | MOSS LANDING 1 | 21684 | COYOTE 1 | 1 | Closed | Line | NO | 242.3 | -255.5 | 352.1 | 3868.5 | 9.1 | 0.09 | -148.52
21744 | GILROY 4 1 | 21750 | GILROY 4 7 | 1 | Closed | TransformerWinding | YES | -89.6 | -27.7 | 93.8 | 1031 | 9.1 | 0.01 | 0.09
50389 | MILFORD 2 1 | 50023 | MILFORD 1 1 | 1 | Closed | Line | NO | 23.7 | 0.9 | 23.7 | 264 | 9.1 | 0.03 | -3.29
60141 | COTOPAXI 2 | 60159 | CANON CITY 2 2 | 1 | Closed | Line | NO | -11.7 | -4.9 | 12.7 | 139.3 | 9.1 | 0.03 | -3.59
60598 | ROCKY FORD 1 | 60599 | ORDWAY 1 | 1 | Closed | Line | NO | -4.9 | -8.8 | 10 | 110.3 | 9.1 | 0.04 | -3.2
23251 | PORTERVILLE 1 1 | 25086 | DELANO 1 2 | 1 | Closed | Line | NO | -18.9 | -4.2 | 19.3 | 212.7 | 9.1 | 0.03 | -1.73
25864 | MOJAVE 2 1 | 25868 | MOJAVE 2 5 | 1 | Closed | Transformer | YES | -119 | -30.7 | 122.9 | 1355.4 | 9.1 | 0.02 | 1.23
53283 | HURLEY 2 | 53282 | HURLEY 1 | 1 | Closed | Transformer | YES | 10.9 | -7.5 | 13.2 | 146 | 9.1 | 0 | 0.07
50233 | OREM 1 1 | 50234 | OREM 2 1 | 1 | Closed | Line | NO | -1.9 | -21 | 21.1 | 232.5 | 9.1 | 0.01 | -1.16
10916 | ROCKPORT 3 1 | 10919 | ROCKPORT 3 4 | 1 | Closed | Transformer | YES | -112.5 | 7.4 | 112.7 | 1241.7 | 9.1 | 0.03 | 1.92
13383 | MALIN 1 | 13370 | KLAMATH FALLS 2 1 | 1 | Closed | Line | NO | -7.5 | 11.7 | 13.9 | 193.9 | 9.1 | 0.01 | -4.19
53028 | ESTANCIA 1 | 53030 | MORIARTY 1 | 1 | Closed | Line | NO | 5.7 | -10 | 11.5 | 126.7 | 9.1 | 0.02 | -1.14
23346 | SANGER 3 2 | 23225 | REEDLEY 2 1 | 1 | Closed | Line | NO | -13.2 | 7.7 | 15.3 | 183.2 | 9.1 | 0.01 | -2.38
25375 | TORRANCE 2 1 | 25328 | HERMOSA BEACH 1 | 1 | Closed | Line | NO | 4.2 | -15.4 | 16 | 176.3 | 9.1 | 0 | -0.29
10961 | POMEROY 2 1 | 10825 | POMEROY 1 2 | 1 | Closed | Line | NO | 57.7 | 53 | 78.4 | 1037.3 | 9.1 | 0.08 | -21.12
13144 | HILLSBORO 1 1 | 13157 | HILLSBORO 4 2 | 1 | Closed | Line | NO | -16.9 | 2.2 | 17 | 192.1 | 9.1 | 0.01 | -1.95
40628 | KEAMS CANYON 1 | 40592 | SECOND MESA 1 | 1 | Closed | Line | NO | 11.1 | -4.7 | 12.1 | 133.7 | 9 | 0.04 | -1.72
23261 | BISHOP 1 1 | 23336 | BISHOP 2 1 | 1 | Closed | Line | NO | -15.5 | -8.7 | 17.8 | 196.7 | 9 | 0.03 | -1.73
13497 | THE DALLES 2 2 | 13496 | THE DALLES 2 1 | 1 | Closed | Transformer | YES | -16.1 | 105.4 | 106.6 | 1181.7 | 9 | 0.01 | 0.82
10226 | TACOMA 15 1 | 10247 | TACOMA 17 1 | 1 | Closed | Line | NO | -17.4 | 3.7 | 17.8 | 198 | 9 | 0 | -0.26
23410 | SHAVER LAKE 1 2 | 23468 | BIG CREEK 4 11 | 1 | Closed | Line | NO | -18.8 | 1.4 | 18.8 | 211.6 | 9 | 0.01 | -2.2
28668 | PALM DESERT 3 1 | 28672 | DESERT HOT SPRINGS 3 1 | 1 | Closed | Line | NO | 13.6 | -10.9 | 17.4 | 193.5 | 9 | 0.01 | -0.45
10707 | WENATCHEE 3 1 | 10712 | WENATCHEE 3 6 | 1 | Closed | Transformer | YES | -135.9 | 12.4 | 136.5 | 1515.3 | 9 | 0.02 | 1.82
13084 | FOREST GROVE 1 | 13115 | CORNELIUS 2 | 1 | Closed | Line | NO | 7.8 | -15.2 | 17.1 | 190.2 | 9 | 0.01 | -1.04
23136 | JAMESTOWN 1 | 23145 | SONORA 1 1 | 1 | Closed | Line | NO | 19 | -4 | 19.4 | 215.4 | 9 | 0.03 | -1.21
25747 | LA PUENTE 4 1 | 25703 | WHITTIER 3 1 | 1 | Closed | Line | NO | -17.7 | -2.3 | 17.8 | 198.3 | 9 | 0 | -0.56
25112 | PORT HUENEME 1 | 25202 | WOODLAND HILLS 2 1 | 1 | Closed | Line | NO | -12.7 | -11.6 | 17.2 | 191.2 | 9 | 0.02 | -2.81
50312 | PRICE 1 | 50368 | SUNNYSIDE 2 2 | 1 | Closed | Line | NO | -20 | -7.8 | 21.5 | 239 | 9 | 0.03 | -3.7
20207 | CITRUS HEIGHTS 2 1 | 20231 | ROSEVILLE 5 1 | 1 | Closed | Line | NO | 12.2 | -7.6 | 14.4 | 160.3 | 9 | 0 | -0.23
25945 | MOJAVE 5 1 | 25954 | MOJAVE 5 10 | 1 | Closed | Transformer | YES | -27.3 | 4.8 | 27.8 | 309 | 9 | 0 | 0.28
74235 | CLARK FORK 2 | 77168 | WHITEFISH 1 | 1 | Closed | Line | NO | 14.2 | -7.7 | 16.2 | 180.2 | 9 | 0.12 | -13.45
10941 | KAHLOTUS 1 | 10945 | KAHLOTUS 5 | 1 | Closed | Transformer | YES | -118.8 | 8.3 | 119.1 | 1327.9 | 9 | 0.02 | 1.72
21354 | HAYWARD 7 1 | 21729 | HAYWARD 8 3 | 1 | Closed | Line | NO | -22.9 | -4.2 | 23.3 | 260.2 | 8.9 | 0.02 | -1.37
10885 | DAYTON 3 12 | 10835 | POMEROY 1 12 | 1 | Closed | Line | NO | -136.2 | 168.4 | 216.6 | 3955.8 | 8.9 | 0.09 | -157.95
40604 | HUACHUCA CITY 2 | 40579 | PATAGONIA 1 | 1 | Closed | Line | NO | 8.4 | 5.4 | 10 | 135.2 | 8.9 | 0.04 | -3.3
74321 | KIMBERLY 2 1 | 74144 | HAZELTON 3 | 1 | Closed | Line | NO | 17.5 | 5.8 | 18.5 | 210.9 | 8.9 | 0.04 | -1.18
13252 | SWEET HOME 2 | 13187 | SPRINGFIELD 3 3 | 1 | Closed | Line | NO | 20.2 | -0.9 | 20.3 | 228.5 | 8.9 | 0.03 | -3.76
23363 | BISHOP 3 1 | 23414 | SHAVER LAKE 2 3 | 1 | Closed | Line | NO | 18.5 | -2.4 | 18.7 | 212.5 | 8.9 | 0.08 | -6.9
40910 | TONOPAH 4 2 | 41003 | ARLINGTON 12 6 | 1 | Closed | Line | NO | 220.7 | 35.9 | 223.6 | 2619.4 | 8.9 | 0.1 | -41.71
21465 | VACAVILLE 4 3 | 21462 | VACAVILLE 3 1 | 1 | Closed | Line | NO | 4.3 | 13.5 | 14.2 | 171.5 | 8.9 | 0.01 | -1.21
60432 | U S A F ACADEMY 1 | 60405 | COLORADO SPRINGS 1 1 | 1 | Closed | Line | NO | -6.8 | -9.5 | 11.7 | 130.9 | 8.9 | 0 | -0.64
50027 | GRANTSVILLE 1 1 | 50050 | TOOELE 2 1 | 1 | Closed | Line | NO | 13.3 | 6.4 | 14.8 | 240 | 8.9 | 0.01 | -10.34
20330 | STRAWBERRY VALLEY 2 1 | 20357 | STRAWBERRY VALLEY 3 1 | 1 | Closed | Line | NO | -15.1 | 5.4 | 16 | 189.1 | 8.9 | 0.01 | -2.1
53113 | LAS CRUCES 2 1 | 53112 | LAS CRUCES 1 1 | 1 | Closed | Line | NO | -9.5 | -7.2 | 12 | 134.4 | 8.9 | 0.01 | -1.99
30090 | PAHRUMP 3 1 | 30173 | NORTH LAS VEGAS 5 1 | 1 | Closed | Line | NO | -73.4 | 9.7 | 74 | 1088.4 | 8.9 | 0.11 | -53.53
77010 | WORDEN 1 | 77013 | SHEPHERD 3 | 1 | Closed | Line | NO | 18.6 | -1.1 | 18.7 | 210 | 8.9 | 0.03 | -1.56
40911 | TONOPAH 4 3 | 40910 | TONOPAH 4 2 | 1 | Closed | Transformer | YES | -46.5 | 3.9 | 46.7 | 525 | 8.9 | 0.01 | 0.28
21268 | SAN LEANDRO 1 2 | 21197 | ALAMEDA 2 1 | 1 | Closed | Line | NO | -17.6 | -4.3 | 18.1 | 204.1 | 8.9 | 0 | -0.2
10874 | DAYTON 3 1 | 10884 | DAYTON 3 11 | 1 | Closed | Transformer | YES | -118.1 | 7.9 | 118.4 | 1332.6 | 8.9 | 0.01 | 1.28
21353 | WALNUT CREEK 3 2 | 21189 | ALBANY 4 1 | 1 | Closed | Line | NO | 15.6 | -3.1 | 15.9 | 179.5 | 8.9 | 0 | -2.29
30034 | GARDNERVILLE 1 1 | 30066 | GARDNERVILLE 2 1 | 1 | Closed | Line | NO | -19.2 | 7.1 | 20.4 | 242.5 | 8.9 | 0.02 | -2.66
28950 | BLYTHE 3 2 | 28949 | BLYTHE 3 1 | 1 | Closed | Transformer | YES | -32.3 | 3.6 | 32.5 | 366.9 | 8.9 | 0.01 | 0.32
21264 | MENLO PARK 2 1 | 21183 | BELMONT 1 | 1 | Closed | Line | NO | 18.7 | 5.5 | 19.5 | 220.3 | 8.9 | 0.01 | -0.2
10785 | BELLINGHAM 7 2 | 10216 | BELLINGHAM 6 1 | 1 | Closed | Line | NO | 23.7 | -5.7 | 24.4 | 275 | 8.9 | 0.01 | -1.12
40592 | SECOND MESA 1 | 40593 | KYKOTSMOVI VILLAGE 1 | 1 | Closed | Line | NO | -10.7 | 4.2 | 11.5 | 136.3 | 8.8 | 0.03 | -1.2
70124 | KEMMERER 2 3 | 70123 | KEMMERER 2 2 | 1 | Closed | Transformer | YES | -6.9 | -4.3 | 8.2 | 92.9 | 8.8 | 0 | 0.07
23338 | GROVELAND 1 1 | 23500 | LA GRANGE 1 | 1 | Closed | Line | NO | 56.2 | 38.9 | 68.4 | 1059.9 | 8.8 | 0.08 | -35.84
25002 | MORRO BAY 1 | 25003 | TEMPLETON 1 | 1 | Closed | Line | NO | -15.4 | -2.6 | 15.6 | 190.8 | 8.8 | 0.01 | -9.43
60719 | VONA 1 | 60666 | LIMON 3 2 | 1 | Closed | Line | NO | 35.9 | -12.4 | 38 | 432.3 | 8.8 | 0.02 | -1.85
13666 | CASCADE LOCKS 1 | 13671 | CASCADE LOCKS 6 | 1 | Closed | Transformer | YES | -126.4 | 10.6 | 126.9 | 1443.6 | 8.8 | 0.01 | 1.14
10747 | BRIDGEPORT 1 | 11074 | PATEROS 1 | 1 | Closed | Line | NO | 348.3 | -38.8 | 350.5 | 3990 | 8.8 | 0.05 | -68.96
23284 | SAN JOAQUIN 1 1 | 23290 | SAN JOAQUIN 1 7 | 1 | Closed | Transformer | YES | -107.5 | 0.9 | 107.6 | 1224.8 | 8.8 | 0.01 | 1
21388 | FAIRFIELD 4 1 | 21385 | FAIRFIELD 3 1 | 1 | Closed | Line | NO | -95.8 | -18.1 | 97.5 | 1110.8 | 8.8 | 0.04 | -13.9
50069 | SYRACUSE 2 | 50148 | LAYTON 3 1 | 1 | Closed | Line | NO | 1.4 | 19.1 | 19.2 | 239.3 | 8.8 | 0.01 | -1.81
53127 | RIO RANCHO 1 1 | 53121 | ALBUQUERQUE 23 1 | 1 | Closed | Line | NO | 3.7 | 10.1 | 10.8 | 139.2 | 8.8 | 0 | -1.49
10854 | BURBANK 2 11 | 10974 | KENNEWICK 6 1 | 1 | Closed | Line | NO | 91.4 | -32.7 | 97.1 | 1107.8 | 8.8 | 0.07 | -16.4
53212 | WATERFLOW 1 | 53216 | WATERFLOW 5 | 1 | Closed | Transformer | YES | -81.2 | 57.3 | 99.4 | 1134.5 | 8.8 | 0.01 | 0.95
20161 | ELK GROVE 3 1 | 20149 | SACRAMENTO 18 1 | 1 | Closed | Line | NO | -9.9 | 8.9 | 13.3 | 179.4 | 8.8 | 0 | -3.25
40260 | COTTONWOOD 2 1 | 40088 | PRESCOTT 3 1 | 1 | Closed | Line | NO | 211.5 | -11.9 | 211.8 | 2463 | 8.8 | 0.2 | -54.7
40682 | TSAILE 1 | 40681 | LUKACHUKAI 2 | 1 | Closed | Line | NO | -12.2 | -1.2 | 12.2 | 139.6 | 8.8 | 0.02 | -1.2
23284 | SAN JOAQUIN 1 1 | 23289 | SAN JOAQUIN 1 6 | 1 | Closed | Transformer | YES | -107.5 | 1.4 | 107.6 | 1230.3 | 8.7 | 0.02 | 1.56
10051 | EASTSOUND 1 | 10026 | FRIDAY HARBOR 1 | 1 | Closed | Line | NO | 18.7 | 3.9 | 19.1 | 220.8 | 8.7 | 0.02 | -1.06
23284 | SAN JOAQUIN 1 1 | 23288 | SAN JOAQUIN 1 5 | 1 | Closed | Transformer | YES | -107.5 | 1 | 107.6 | 1230.9 | 8.7 | 0.02 | 1.16
20154 | SACRAMENTO 21 2 | 20173 | SACRAMENTO 26 1 | 1 | Closed | Line | NO | 6 | -13.4 | 14.7 | 168.1 | 8.7 | 0 | -0.15
74054 | SAINT MARIES 1 | 74022 | POTLATCH 1 | 1 | Closed | Line | NO | -10.1 | -3.3 | 10.6 | 199.2 | 8.7 | 0.01 | -17.48
25076 | SHAFTER 1 | 25959 | BAKERSFIELD 26 1 | 1 | Closed | Line | NO | -14.8 | 2.1 | 14.9 | 177.6 | 8.7 | 0.02 | -2.52
21050 | SAN ANSELMO 1 | 21062 | SAN RAFAEL 2 1 | 1 | Closed | Line | NO | 14.1 | 7.6 | 16 | 188 | 8.7 | 0.01 | -0.82
25049 | GOLETA 1 2 | 25046 | BUELLTON 1 | 1 | Closed | Line | NO | 13.4 | 4.7 | 14.2 | 173.6 | 8.7 | 0.01 | -2.35
50043 | TREMONTON 1 | 50046 | TREMONTON 4 | 1 | Closed | TransformerWinding | YES | 11.1 | 1.6 | 11.2 | 128.9 | 8.7 | 0.01 | 0.2
53299 | FRUITLAND 2 6 | 60734 | NUCLA 1 | 1 | Closed | Line | NO | -83.9 | -196.5 | 213.7 | 2451.7 | 8.7 | 0.08 | -373.44
23284 | SAN JOAQUIN 1 1 | 23287 | SAN JOAQUIN 1 4 | 1 | Closed | Transformer | YES | -107.6 | 0.8 | 107.6 | 1234.3 | 8.7 | 0.01 | 0.88
30399 | LAS VEGAS 74 1 | 30415 | LAS VEGAS 74 17 | 1 | Closed | Transformer | YES | -96.1 | -29 | 100.3 | 1156.9 | 8.7 | 0.02 | 1.46
30289 | TUSCARORA 1 | 30094 | ELKO 2 | 1 | Closed | Line | NO | 15.5 | 11.6 | 19.4 | 243.1 | 8.7 | 0.06 | -2.85
60369 | DENVER 33 1 | 60363 | DENVER 32 1 | 1 | Closed | Line | NO | -6.8 | -9.4 | 11.6 | 133.5 | 8.7 | 0 | -0.24
13054 | MONROE 3 1 | 13162 | BROWNSVILLE 1 | 1 | Closed | Line | NO | -18.8 | -2.6 | 19 | 218.5 | 8.7 | 0.03 | -5.19
25221 | TARZANA 2 1 | 25189 | WEST HILLS 1 | 1 | Closed | Line | NO | -15.3 | -7.2 | 17 | 195.4 | 8.7 | 0.01 | -1.88
23255 | PORTERVILLE 2 1 | 23249 | LINDSAY 1 | 1 | Closed | Line | NO | -0.3 | 11.2 | 11.2 | 166.4 | 8.7 | 0.01 | -3.22
13470 | UMATILLA 2 1 | 13506 | HERMISTON 3 1 | 1 | Closed | Line | NO | 275 | -211.6 | 346.9 | 4000 | 8.7 | 0.04 | -84.99
40761 | SAINT JOHNS 2 2 | 53234 | PREWITT 7 | 1 | Closed | Line | NO | -198.3 | -141.7 | 243.7 | 2810.7 | 8.7 | 0.54 | -222.32
77252 | THOMPSON FALLS 2 1 | 77232 | POLSON 2 1 | 1 | Closed | Line | NO | -2.5 | -61.9 | 61.9 | 1079.3 | 8.7 | 0.02 | -155.34
20025 | UKIAH 2 1 | 20021 | REDWOOD VALLEY 1 | 1 | Closed | Line | NO | 16 | -1.6 | 16.1 | 186 | 8.7 | 0.01 | -1.59
60652 | LIMON 2 5 | 60679 | BURLINGTON 4 1 | 1 | Closed | Line | NO | -55.8 | -177.3 | 185.9 | 2146.7 | 8.7 | 0.09 | -209.16
30399 | LAS VEGAS 74 1 | 30412 | LAS VEGAS 74 14 | 1 | Closed | Transformer | YES | -96.1 | -29.4 | 100.5 | 1164 | 8.7 | 0.01 | 1.04
23092 | IONE 3 1 | 23278 | JACKSON 2 2 | 1 | Closed | Line | NO | -15.8 | -7.3 | 17.4 | 201.4 | 8.7 | 0.02 | -2.8
20509 | SACRAMENTO 36 2 | 20290 | MCCLELLAN 3 | 1 | Closed | Line | NO | 89.5 | 8.1 | 89.8 | 1062.2 | 8.7 | 0.03 | -12.97
23235 | TULARE 2 1 | 23229 | VISALIA 1 2 | 1 | Closed | Line | NO | 18 | -0.1 | 18 | 207.8 | 8.6 | 0.01 | -1.1
13099 | SALEM 3 1 | 13100 | SALEM 4 1 | 1 | Closed | Line | NO | -14.8 | -14 | 20.4 | 235.7 | 8.6 | 0.01 | -0.39
20080 | CHICO 6 1 | 20097 | PARADISE 2 1 | 1 | Closed | Line | NO | 14.4 | -8.7 | 16.8 | 195.2 | 8.6 | 0.01 | -0.61
10937 | ABERDEEN 2 1 | 10988 | ELMA 2 3 | 1 | Closed | Line | NO | -15.2 | -7.2 | 16.8 | 195 | 8.6 | 0.01 | -3.32
60682 | PLATTEVILLE 2 1 | 60690 | PLATTEVILLE 2 9 | 1 | Closed | Transformer | YES | -58.5 | -32.2 | 66.8 | 777.2 | 8.6 | 0.01 | 0.56
30399 | LAS VEGAS 74 1 | 30411 | LAS VEGAS 74 13 | 1 | Closed | Transformer | YES | -96.1 | -29.3 | 100.4 | 1168 | 8.6 | 0.01 | 1.19
21365 | VACAVILLE 1 1 | 21367 | VACAVILLE 2 1 | 1 | Closed | Line | NO | -8.3 | 12.2 | 14.8 | 183.7 | 8.6 | 0 | -1.29
29009 | NILAND 2 | 28703 | CALIPATRIA 1 3 | 1 | Closed | Line | NO | 16.3 | -2.6 | 16.5 | 192 | 8.6 | 0 | -0.23
28880 | BLYTHE 2 2 | 40726 | YUMA 6 5 | 1 | Closed | Line | NO | 73 | -26.9 | 77.8 | 1123.7 | 8.6 | 0.12 | -90.66
50324 | ROOSEVELT 3 1 | 50327 | FORT DUCHESNE 1 | 1 | Closed | Line | NO | -20.1 | -3.2 | 20.3 | 236.4 | 8.6 | 0.03 | -3.33
50356 | OREM 6 1 | 50284 | PROVO 6 4 | 1 | Closed | Line | NO | -192.9 | -25.2 | 194.5 | 2262.4 | 8.6 | 0.05 | -35.36
28732 | HOLTVILLE 2 3 | 28734 | HOLTVILLE 2 5 | 1 | Closed | TransformerWinding | YES | 7.2 | 0 | 7.2 | 83.3 | 8.6 | 0 | 0.09
40716 | WILLIAMS 3 2 | 40718 | WILLIAMS 3 4 | 1 | Closed | TransformerWinding | YES | -58.2 | -17.2 | 60.7 | 707.8 | 8.6 | 0 | 0.24
28477 | APPLE VALLEY 4 1 | 28476 | APPLE VALLEY 3 1 | 1 | Closed | Line | NO | 2.5 | -14.8 | 15 | 174.4 | 8.6 | 0.01 | -0.46
40013 | EHRENBERG 1 | 40029 | QUARTZSITE 1 | 1 | Closed | Line | NO | -5.9 | 6.5 | 8.7 | 126.1 | 8.6 | 0.02 | -2.6
30313 | VALMY 1 | 30317 | VALMY 5 | 1 | Closed | Transformer | YES | -120.8 | -71.3 | 140.3 | 1640.4 | 8.6 | 0.01 | 0.65
25864 | MOJAVE 2 1 | 25867 | MOJAVE 2 4 | 1 | Closed | Transformer | YES | -111.8 | -30.9 | 116 | 1356.5 | 8.6 | 0.01 | 1.07
23431 | LODI 6 1 | 23435 | LODI 6 5 | 1 | Closed | Transformer | YES | -103.5 | 10.8 | 104 | 1214.3 | 8.6 | 0.01 | 1.02
10487 | ISSAQUAH 3 1 | 10502 | FALL CITY 1 1 | 1 | Closed | Line | NO | 3.8 | -15.1 | 15.5 | 181.4 | 8.6 | 0.01 | -1.97
10679 | NEWMAN LAKE 1 | 10673 | MEAD 1 | 1 | Closed | Line | NO | -15.3 | -6.8 | 16.8 | 196.2 | 8.6 | 0.01 | -3.65
10021 | CATHLAMET 1 | 13512 | CLATSKANIE 3 1 | 1 | Closed | Line | NO | -16.9 | 2.3 | 17.1 | 201.6 | 8.6 | 0.01 | -1.15
20006 | CRESCENT CITY 2 | 20028 | FORT JONES 1 | 1 | Closed | Line | NO | 12.5 | -8.9 | 15.4 | 179.5 | 8.6 | 0.09 | -8.94
30399 | LAS VEGAS 74 1 | 30410 | LAS VEGAS 74 12 | 1 | Closed | Transformer | YES | -96.1 | -30.2 | 100.7 | 1178.8 | 8.5 | 0 | 0.25
13277 | CANBY 1 | 13237 | WILSONVILLE 1 | 1 | Closed | Line | NO | 8.4 | -14 | 16.3 | 190.7 | 8.5 | 0 | -0.18
53278 | BLOOMFIELD 2 1 | 60005 | CORTEZ 1 | 1 | Closed | Line | NO | 29.5 | -22 | 36.8 | 431.1 | 8.5 | 0.1 | -28
60052 | CEDAREDGE 1 | 60049 | ECKERT 3 | 1 | Closed | Line | NO | 10.5 | 3.8 | 11.2 | 143.6 | 8.5 | 0.02 | -2.54
77131 | MISSOULA 1 3 | 77142 | FLORENCE 5 1 | 1 | Closed | Line | NO | -12.4 | -11.5 | 16.9 | 197.8 | 8.5 | 0.02 | -4.91
26152 | TUPMAN 2 1 | 26157 | TUPMAN 2 6 | 1 | Closed | Transformer | YES | -131.9 | 0.8 | 131.9 | 1546.5 | 8.5 | 0.01 | 0.84
10160 | BAINBRIDGE ISLAND 1 | 10143 | PORT ORCHARD 4 2 | 1 | Closed | Line | NO | 5.6 | -16 | 16.9 | 198.5 | 8.5 | 0.01 | -1.34
13682 | ARLINGTON 8 2 | 13681 | ARLINGTON 8 1 | 1 | Closed | Transformer | YES | 114.9 | -22.3 | 117.1 | 1375.4 | 8.5 | 0.01 | 1.02
20380 | STRAWBERRY VALLEY 4 2 | 20379 | STRAWBERRY VALLEY 4 1 | 1 | Closed | Transformer | YES | -26.9 | 9.1 | 28.4 | 333.2 | 8.5 | 0 | 0.21
23389 | STOCKTON 15 1 | 23344 | RIPON 2 5 | 1 | Closed | Line | NO | 90.6 | 4.1 | 90.7 | 1115 | 8.5 | 0.05 | -24.54
50344 | VERNAL 2 1 | 50459 | DUTCH JOHN 2 | 1 | Closed | Line | NO | -19.7 | -3.7 | 20.1 | 236.9 | 8.5 | 0.02 | -7.74
74245 | RUPERT 2 2 | 74247 | RUPERT 2 4 | 1 | Closed | TransformerWinding | YES | 5.4 | -0.3 | 5.4 | 63.9 | 8.5 | 0 | 0.04
77038 | RED LODGE 3 | 70024 | POWELL 1 | 1 | Closed | Line | NO | -18 | 3.6 | 18.4 | 227.6 | 8.5 | 0.1 | -3.22
26055 | BAKERSFIELD 32 2 | 25981 | BAKERSFIELD 28 3 | 1 | Closed | Line | NO | 11.1 | -12.3 | 16.6 | 195.1 | 8.5 | 0 | -0.6
20484 | MIDDLETOWN 6 1 | 20491 | MIDDLETOWN 6 8 | 1 | Closed | Transformer | YES | -127.3 | 0.9 | 127.3 | 1497 | 8.5 | 0.01 | 0.89
20038 | WEED 1 | 20034 | YREKA 1 | 1 | Closed | Line | NO | -11.2 | 7.4 | 13.5 | 190 | 8.5 | 0.03 | -4.17
77070 | GREAT FALLS 3 1 | 77269 | GREAT FALLS 8 2 | 1 | Closed | Line | NO | -15.1 | -6.5 | 16.5 | 193.9 | 8.5 | 0.02 | -2.04
40847 | GILA BEND 4 1 | 40965 | GILA BEND 6 10 | 1 | Closed | Line | NO | -198.2 | -23 | 199.6 | 2349.3 | 8.5 | 0.07 | -40.05
60448 | MILLIKEN 1 | 60341 | FORT COLLINS 9 1 | 1 | Closed | Line | NO | 9.9 | 3.2 | 10.4 | 138.9 | 8.5 | 0.01 | -3.21
26229 | MC KITTRICK 3 1 | 26167 | FELLOWS 2 1 | 1 | Closed | Line | NO | 88 | 11.1 | 88.7 | 1107.8 | 8.5 | 0.04 | -21.77
28612 | HEMET 4 1 | 28576 | SAN JACINTO 1 1 | 1 | Closed | Line | NO | 10.6 | 11.1 | 15.3 | 187.5 | 8.5 | 0.01 | -0.76
77288 | KEVIN 2 | 77287 | KEVIN 1 | 1 | Closed | Transformer | YES | -9.3 | 21.7 | 23.7 | 279.8 | 8.5 | 0 | 0.2
70112 | ROCK RIVER 1 1 | 70115 | ROCK RIVER 1 4 | 1 | Closed | Transformer | YES | -24.9 | -6.1 | 25.6 | 303.4 | 8.5 | 0 | 0.21
20291 | BURNEY 1 1 | 20527 | BURNEY 4 3 | 1 | Closed | Line | NO | -8 | -81 | 81.4 | 965.4 | 8.4 | 0.04 | -25.58
10531 | SELAH 1 | 10519 | NACHES 1 | 1 | Closed | Line | NO | 15 | -7.2 | 16.6 | 197.2 | 8.4 | 0.03 | -4.09
28207 | RANCHO SANTA MARGARITA 2 1 | 28219 | TRABUCO CANYON 1 1 | 1 | Closed | Line | NO | -3.2 | 12.9 | 13.3 | 169.8 | 8.4 | 0 | -1.03
40932 | JOSEPH CITY 2 2 | 40947 | HEBER 5 1 | 1 | Closed | Line | NO | 189.5 | -71.4 | 202.5 | 2404.8 | 8.4 | 0.09 | -69.98
10905 | BEVERLY 1 | 10912 | BEVERLY 8 | 1 | Closed | Transformer | YES | -116.3 | 9.3 | 116.7 | 1385.2 | 8.4 | 0.01 | 0.94
20406 | POLLOCK PINES 5 2 | 20408 | POLLOCK PINES 5 4 | 1 | Closed | TransformerWinding | YES | 8.8 | -0.5 | 8.8 | 104.6 | 8.4 | 0 | 0.09
77042 | BOX ELDER 1 | 77049 | FORT BENTON 1 | 1 | Closed | Line | NO | 1.2 | -15 | 15 | 178.8 | 8.4 | 0.01 | -14.42
60684 | PLATTEVILLE 2 3 | 60863 | FREDERICK 6 | 1 | Closed | Line | NO | 26.7 | 28.1 | 38.8 | 491.8 | 8.4 | 0.03 | -3.52
60804 | MONTROSE 4 1 | 60847 | RIFLE 2 1 | 1 | Closed | Line | NO | -140.2 | -157.3 | 210.7 | 2506.1 | 8.4 | 0.26 | -182.36
30042 | RENO 15 2 | 30053 | RENO 17 1 | 1 | Closed | Line | NO | -18.2 | 1.9 | 18.3 | 219.1 | 8.4 | 0.01 | -0.94
60615 | LAMAR 1 1 | 60625 | HOLLY 1 | 1 | Closed | Line | NO | -11.3 | -3.3 | 11.8 | 140.4 | 8.4 | 0.04 | -3.65
28383 | VISTA 1 1 | 28466 | SAN MARCOS 3 1 | 1 | Closed | Line | NO | -11.7 | 7.3 | 13.8 | 187.8 | 8.4 | 0.02 | -3.3
13016 | MYRTLE POINT 1 | 13038 | ROSEBURG 2 2 | 1 | Closed | Line | NO | 12.9 | 4.5 | 13.7 | 194.4 | 8.4 | 0.03 | -5.44
40180 | MARICOPA 2 1 | 40289 | MARICOPA 4 1 | 1 | Closed | Line | NO | 1.7 | -9.2 | 9.4 | 111.7 | 8.4 | 0.01 | -0.99
10456 | SEDRO WOOLLEY 1 | 10443 | MOUNT VERNON 3 2 | 1 | Closed | Line | NO | 7.8 | -15.7 | 17.5 | 209 | 8.4 | 0.02 | -1.61
53010 | RUIDOSO DOWNS 1 | 53012 | MESCALERO 1 | 1 | Closed | Line | NO | 11.4 | -2.7 | 11.7 | 139.8 | 8.4 | 0.01 | -2.21
30181 | LAS VEGAS 45 1 | 30206 | LAS VEGAS 57 1 | 1 | Closed | Line | NO | -16.7 | 8.9 | 18.9 | 237.4 | 8.4 | 0.01 | -1.94
10718 | WENATCHEE 4 2 | 10708 | WENATCHEE 3 2 | 1 | Closed | Line | NO | 87.8 | -25.8 | 91.5 | 1094.3 | 8.4 | 0.05 | -18.57
23422 | COALINGA 2 1 | 23138 | COALINGA 1 1 | 1 | Closed | Line | NO | 14.7 | 3.6 | 15.1 | 188.9 | 8.4 | 0 | -2.24
77076 | GREAT FALLS 4 5 | 77267 | GREAT FALLS 7 1 | 1 | Closed | Line | NO | -16 | -1.2 | 16 | 191.9 | 8.4 | 0.01 | -1.98
10391 | RENTON 1 1 | 10355 | SEATTLE 44 1 | 1 | Closed | Line | NO | 16.4 | 3 | 16.7 | 201.9 | 8.4 | 0 | -0.84
70190 | KEMMERER 3 4 | 70013 | GREEN RIVER 2 1 | 1 | Closed | Line | NO | -2.9 | 12.2 | 12.6 | 183.5 | 8.3 | 0.02 | -2.8
23301 | ALPAUGH 2 | 23300 | ALPAUGH 1 | 1 | Closed | Transformer | YES | -28 | -4.8 | 28.4 | 341.1 | 8.3 | 0.01 | 0.27
23119 | OAKDALE 2 1 | 23088 | ESCALON 2 | 1 | Closed | Line | NO | 14.9 | -7.1 | 16.5 | 198.2 | 8.3 | 0.02 | -2.9
20381 | STRAWBERRY VALLEY 4 3 | 20073 | CHICO 1 1 | 1 | Closed | Line | NO | 78 | -44 | 89.6 | 1073.8 | 8.3 | 0.07 | -27.28
30039 | SPARKS 1 1 | 30032 | RENO 13 1 | 1 | Closed | Line | NO | -13.6 | -10.5 | 17.1 | 205.6 | 8.3 | 0.01 | -0.91
23506 | JEAN 2 2 | 30125 | LAS VEGAS 15 3 | 1 | Closed | Line | NO | 82.4 | 11.2 | 83.1 | 1136.1 | 8.3 | 0.09 | -35.67
23251 | PORTERVILLE 1 1 | 25241 | TEHACHAPI 2 1 | 1 | Closed | Line | NO | -15.3 | -5 | 16.1 | 192.9 | 8.3 | 0.12 | -8.39
70132 | GILLETTE 5 1 | 70117 | WRIGHT 2 1 | 1 | Closed | Line | NO | -68.4 | 37.3 | 77.9 | 1077.1 | 8.3 | 0.03 | -20.74
30378 | LAS VEGAS 72 10 | 30424 | LAS VEGAS 75 8 | 1 | Closed | Line | NO | 26.7 | -94.3 | 98 | 1176.8 | 8.3 | 0.02 | -3.31
53238 | SUNLAND PARK 2 1 | 80048 | EL PASO 29 1 | 1 | Closed | Line | NO | 189 | 12 | 189.4 | 2323.7 | 8.3 | 0.05 | -28.94
10049 | OLYMPIA 6 2 | 10046 | OLYMPIA 5 1 | 1 | Closed | Line | NO | 15.6 | 5.4 | 16.5 | 199.8 | 8.3 | 0 | -0.35
25337 | NORTH HOLLYWOOD 3 1 | 25325 | VALLEY VILLAGE 2 | 1 | Closed | Line | NO | -13.5 | -9.4 | 16.4 | 197.3 | 8.3 | 0 | -0.18
53075 | ALBUQUERQUE 6 1 | 53071 | ALBUQUERQUE 3 1 | 1 | Closed | Line | NO | 4.1 | 9 | 9.9 | 123.9 | 8.3 | 0 | -0.45
10905 | BEVERLY 1 | 10908 | BEVERLY 4 | 1 | Closed | Transformer | YES | -115.4 | 9.5 | 115.8 | 1393.1 | 8.3 | 0.01 | 1.14
11074 | PATEROS 1 | 11080 | PATEROS 7 | 1 | Closed | Transformer | YES | -106.5 | 7.3 | 106.7 | 1284 | 8.3 | 0.01 | 0.96
50176 | LEHI 2 1 | 50356 | OREM 6 1 | 1 | Closed | Line | NO | -174.8 | 73.3 | 189.5 | 2402.8 | 8.3 | 0.04 | -22.43
10844 | BURBANK 2 1 | 10847 | BURBANK 2 4 | 1 | Closed | Transformer | YES | -100.5 | 6.1 | 100.7 | 1213.7 | 8.3 | 0.02 | 1.14
80044 | EL PASO 26 1 | 80073 | TORNILLO 1 | 1 | Closed | Line | NO | -3.5 | 0.6 | 3.6 | 114.9 | 8.3 | 0 | -8.26
10907 | BEVERLY 3 | 10906 | BEVERLY 2 | 1 | Closed | Transformer | YES | -16.2 | -21.1 | 26.6 | 322.6 | 8.3 | 0 | 0.17
50107 | HILL AFB 3 | 50062 | OGDEN 2 1 | 1 | Closed | Line | NO | 18.5 | 6.4 | 19.6 | 240.1 | 8.3 | 0.01 | -0.87
40749 | BAGDAD 2 1 | 40052 | BAGDAD 1 1 | 1 | Closed | Line | NO | -10 | 2.4 | 10.2 | 129.5 | 8.3 | 0.02 | -1.52
28750 | CALEXICO 3 2 | 28749 | CALEXICO 3 1 | 1 | Closed | Transformer | YES | -22.9 | 14.4 | 27.1 | 327.1 | 8.3 | 0 | 0.15
40991 | ARLINGTON 11 1 | 41003 | ARLINGTON 12 6 | 1 | Closed | Line | NO | -134.4 | 132.6 | 188.8 | 2314.7 | 8.3 | 0.01 | -3.67
10941 | KAHLOTUS 1 | 10947 | KAHLOTUS 7 | 1 | Closed | Transformer | YES | -109.1 | 7.7 | 109.4 | 1322.9 | 8.3 | 0.01 | 1.11
28694 | MECCA 1 1 | 28834 | MECCA 2 2 | 1 | Closed | Line | NO | 14.9 | -6.8 | 16.4 | 198 | 8.3 | 0.01 | -1.72
60604 | LA JUNTA 1 | 60598 | ROCKY FORD 1 | 1 | Closed | Line | NO | 11.8 | -0.1 | 11.8 | 144.1 | 8.3 | 0.03 | -2.06
20079 | CHICO 5 1 | 20076 | CHICO 3 1 | 1 | Closed | Line | NO | 11.7 | -10.7 | 15.9 | 192.3 | 8.3 | 0.01 | -1.31
40132 | TOLLESON 2 1 | 40156 | PHOENIX 7 1 | 1 | Closed | Line | NO | -6.1 | -8.4 | 10.4 | 125.5 | 8.3 | 0 | -0.23
20436 | OROVILLE 5 1 | 20443 | OROVILLE 5 8 | 1 | Closed | Transformer | YES | -97.7 | 6.6 | 97.9 | 1187 | 8.2 | 0.02 | 1.77
10892 | BURLINGTON 2 1 | 10898 | BURLINGTON 2 7 | 1 | Closed | Transformer | YES | -93.6 | 11.2 | 94.3 | 1143.4 | 8.2 | 0.01 | 0.81
80047 | EL PASO 28 1 | 80058 | EL PASO 31 1 | 1 | Closed | Line | NO | 2.5 | 11.7 | 11.9 | 189.3 | 8.2 | 0.02 | -3.73
13401 | THE DALLES 1 2 | 10517 | WHITE SALMON 1 | 1 | Closed | Line | NO | 11.1 | 8.9 | 14.2 | 192 | 8.2 | 0.04 | -2.42
40765 | COCHISE 1 | 40772 | COCHISE 8 | 1 | Closed | Transformer | YES | -85.2 | -39 | 93.7 | 1142.1 | 8.2 | 0.01 | 0.85
10892 | BURLINGTON 2 1 | 10897 | BURLINGTON 2 6 | 1 | Closed | Transformer | YES | -93.6 | 11.1 | 94.3 | 1144.9 | 8.2 | 0.01 | 0.67
11068 | ROOSEVELT 2 2 | 11067 | ROOSEVELT 2 1 | 1 | Closed | Transformer | YES | 25.8 | 8.1 | 27.1 | 328.7 | 8.2 | 0 | 0.15
28028 | GARDEN GROVE 3 2 | 28100 | SANTA ANA 7 1 | 1 | Closed | Line | NO | -15.6 | -3.1 | 15.9 | 193.1 | 8.2 | 0 | -1.92
28097 | SANTA ANA 6 1 | 28049 | GARDEN GROVE 5 4 | 1 | Closed | Line | NO | -73 | 46.3 | 86.4 | 1094.5 | 8.2 | 0.02 | -6.54
10844 | BURBANK 2 1 | 10852 | BURBANK 2 9 | 1 | Closed | Transformer | YES | -99 | 5.9 | 99.2 | 1206.2 | 8.2 | 0.01 | 0.99
60253 | LAFAYETTE 2 3 | 60378 | THORNTON 1 1 | 1 | Closed | Line | NO | -5.1 | 5.9 | 7.8 | 126 | 8.2 | 0 | -3.11
40616 | SIERRA VISTA 1 1 | 40615 | HEREFORD 1 | 1 | Closed | Line | NO | -7.1 | -8.2 | 10.9 | 132.3 | 8.2 | 0.01 | -0.57
23485 | FRESNO 26 4 | 23486 | FRESNO 26 5 | 1 | Closed | TransformerWinding | YES | 40.9 | -2.4 | 41 | 499.1 | 8.2 | 0 | 0.3
28925 | NORTH PALM SPRINGS 4 2 | 29049 | NORTH PALM SPRINGS 7 4 | 1 | Closed | Line | NO | -10.4 | 11.7 | 15.7 | 192.7 | 8.2 | 0 | -0.24
10892 | BURLINGTON 2 1 | 10896 | BURLINGTON 2 5 | 1 | Closed | Transformer | YES | -93.6 | 11.5 | 94.3 | 1147.6 | 8.2 | 0.01 | 1.04
40027 | PARKER 1 1 | 40040 | LAKE HAVASU CITY 3 3 | 1 | Closed | Line | NO | -10.8 | -1.5 | 10.9 | 133.3 | 8.2 | 0.05 | -2.75
25421 | SAN PEDRO 1 1 | 26081 | CARSON 9 2 | 1 | Closed | Line | NO | -10.8 | 9.9 | 14.6 | 180.8 | 8.2 | 0 | -0.28
20436 | OROVILLE 5 1 | 20442 | OROVILLE 5 7 | 1 | Closed | Transformer | YES | -97.7 | 5.6 | 97.9 | 1192.4 | 8.2 | 0.01 | 0.83
60816 | FLEMING 1 | 60819 | FLEMING 4 | 1 | Closed | TransformerWinding | YES | 24.2 | -4 | 24.5 | 299.3 | 8.2 | 0.01 | 0.25
74235 | CLARK FORK 2 | 77169 | KILA 1 | 1 | Closed | Line | NO | 12.2 | -10.9 | 16.4 | 199.5 | 8.2 | 0.05 | -15.15
25452 | LOS ANGELES 41 1 | 25488 | LOS ANGELES 53 1 | 1 | Closed | Line | NO | 10.9 | -10.7 | 15.3 | 186 | 8.2 | 0 | -0.14
10892 | BURLINGTON 2 1 | 10895 | BURLINGTON 2 4 | 1 | Closed | Transformer | YES | -93.6 | 11.4 | 94.3 | 1150.2 | 8.2 | 0.01 | 0.97
10874 | DAYTON 3 1 | 10880 | DAYTON 3 7 | 1 | Closed | Transformer | YES | -109.2 | 7.3 | 109.5 | 1336.2 | 8.2 | 0.01 | 0.63
10907 | BEVERLY 3 | 10745 | ELLENSBURG 3 1 | 1 | Closed | Line | NO | 6.9 | 11 | 13 | 182.6 | 8.2 | 0.01 | -2.28
40729 | CHLORIDE 1 1 | 40732 | CHLORIDE 1 4 | 1 | Closed | Transformer | YES | -41 | -6.4 | 41.5 | 508.2 | 8.2 | 0.01 | 0.45
26185 | FELLOWS 3 1 | 25072 | TAFT 1 2 | 1 | Closed | Line | NO | 13.2 | 7.7 | 15.3 | 191.2 | 8.2 | 0.01 | -0.52
60110 | SILVERTHORNE 1 | 60109 | VAIL 2 1 | 1 | Closed | Line | NO | -3.2 | -10.6 | 11 | 135.1 | 8.2 | 0.01 | -1.09
60309 | DENVER 14 1 | 60339 | DENVER 22 1 | 1 | Closed | Line | NO | 6.6 | -8.3 | 10.6 | 130.4 | 8.2 | 0 | -0.3
50392 | BEAVER 2 1 | 50393 | BEAVER 2 2 | 1 | Closed | Transformer | YES | -10.1 | 0 | 10.1 | 123.6 | 8.2 | 0 | 0.05
10575 | PROSSER 2 | 10581 | BENTON CITY 1 | 1 | Closed | Line | NO | 12.2 | 6.8 | 14 | 188.9 | 8.1 | 0.01 | -2.6
25886 | LANCASTER 7 3 | 25885 | LANCASTER 7 2 | 1 | Closed | Transformer | YES | -27.7 | -1.9 | 27.8 | 340.9 | 8.1 | 0 | 0.18
40596 | OVERGAARD 3 | 40601 | CIBECUE 2 | 1 | Closed | Line | NO | -10.4 | 0.5 | 10.4 | 132.7 | 8.1 | 0.02 | -2.45
30099 | LAS VEGAS 1 2 | 30084 | AMARGOSA VALLEY 1 | 1 | Closed | Line | NO | -1.1 | -14.2 | 14.3 | 175.4 | 8.1 | 0.03 | -9.58
53062 | TIJERAS 3 | 53051 | EDGEWOOD 2 | 1 | Closed | Line | NO | 11.1 | -1.1 | 11.2 | 137.4 | 8.1 | 0.02 | -0.84
10572 | MATTAWA 1 1 | 10907 | BEVERLY 3 | 1 | Closed | Line | NO | -9.3 | -13.3 | 16.2 | 199.1 | 8.1 | 0.03 | -3.15
50136 | KAYSVILLE 2 1 | 50125 | OGDEN 8 1 | 1 | Closed | Line | NO | 16.9 | 9.3 | 19.3 | 238.9 | 8.1 | 0 | -0.23
77122 | ANACONDA 1 1 | 77123 | PHILIPSBURG 1 | 1 | Closed | Line | NO | 16.9 | -10.8 | 20.1 | 247.4 | 8.1 | 0.04 | -2.05
74270 | GLENNS FERRY 1 1 | 74281 | GLENNS FERRY 2 1 | 1 | Closed | Line | NO | 8.1 | -10.8 | 13.5 | 166.4 | 8.1 | 0 | -0.67
30387 | SPARKS 9 1 | 20436 | OROVILLE 5 1 | 1 | Closed | Line | NO | 160.1 | -101.1 | 189.3 | 4130 | 8.1 | 0.86 | -395.47
40765 | COCHISE 1 | 40770 | COCHISE 6 | 1 | Closed | Transformer | YES | -81.3 | -37.4 | 89.4 | 1107.6 | 8.1 | 0.01 | 0.66
21213 | VALLEJO 2 2 | 21211 | VALLEJO 1 1 | 1 | Closed | Line | NO | -13 | 7 | 14.8 | 184.8 | 8.1 | 0 | -0.32
60785 | PUEBLO 13 1 | 60791 | PUEBLO 13 7 | 1 | Closed | Transformer | YES | -21.2 | -50.3 | 54.5 | 682.2 | 8.1 | 0.01 | 0.63
10212 | BELLINGHAM 4 2 | 10210 | BELLINGHAM 3 1 | 1 | Closed | Line | NO | 15.1 | -6.4 | 16.4 | 203.4 | 8.1 | 0.01 | -0.79
74122 | KOOSKIA 1 | 77159 | MISSOULA 6 2 | 1 | Closed | Line | NO | -11.9 | -10.1 | 15.6 | 193 | 8.1 | 0.04 | -16.87
50057 | ELSINORE 1 | 50394 | BEAVER 2 3 | 1 | Closed | Line | NO | -14.7 | -9.6 | 17.6 | 217.6 | 8.1 | 0.02 | -5.76
28480 | SAN DIEGO 21 1 | 28485 | SAN DIEGO 24 1 | 1 | Closed | Line | NO | -12.8 | 8.6 | 15.4 | 194.6 | 8.1 | 0.01 | -0.48
28921 | EL CENTRO 3 3 | 28923 | EL CENTRO 3 5 | 1 | Closed | TransformerWinding | YES | -19.4 | -16 | 25.1 | 311.5 | 8.1 | 0 | -0.04
25047 | SOLVANG 1 | 25046 | BUELLTON 1 | 1 | Closed | Line | NO | -15.2 | -2.7 | 15.4 | 191.2 | 8.1 | 0.02 | -2.2
10065 | BREMERTON 2 1 | 10063 | BREMERTON 1 2 | 1 | Closed | Line | NO | 13.5 | -8.3 | 15.8 | 196 | 8.1 | 0.01 | -0.64
25833 | ROSAMOND 2 2 | 25832 | ROSAMOND 2 1 | 1 | Closed | Transformer | YES | -22.2 | -13.5 | 26 | 324 | 8 | 0 | 0.12
28815 | TRONA 2 | 28814 | TRONA 1 | 1 | Closed | Transformer | YES | 27 | -1.7 | 27.1 | 336.8 | 8 | 0 | 0.12
10970 | FORD 1 1 | 10661 | SPOKANE 17 1 | 1 | Closed | Line | NO | 30.6 | 57.3 | 64.9 | 1100 | 8 | 0.06 | -25.72
25454 | LOS ANGELES 43 1 | 25520 | COMPTON 1 1 | 1 | Closed | Line | NO | -11.5 | -9.9 | 15.1 | 188.5 | 8 | 0 | -0.34
53039 | HOLLOMAN AIR FORCE BASE 1 | 53027 | LA LUZ 1 | 1 | Closed | Line | NO | 2.3 | 4.2 | 4.8 | 100 | 8 | 0.01 | -3.48
10550 | WENATCHEE 2 1 | 10548 | WENATCHEE 1 1 | 1 | Closed | Line | NO | 9.1 | 9.9 | 13.4 | 179.7 | 8 | 0.01 | -1.31
28255 | FONTANA 1 1 | 28263 | FONTANA 6 1 | 1 | Closed | Line | NO | -13.3 | -5.5 | 14.4 | 180.2 | 8 | 0.01 | -1.88
25027 | GUADALUPE 1 | 25046 | BUELLTON 1 | 1 | Closed | Line | NO | 11.7 | -10.7 | 15.9 | 198.2 | 8 | 0.06 | -6.15
10809 | RICHLAND 4 2 | 10974 | KENNEWICK 6 1 | 1 | Closed | Line | NO | -79.6 | -13.5 | 80.8 | 1062 | 8 | 0.05 | -42.99
23088 | ESCALON 2 | 23067 | MANTECA 4 3 | 1 | Closed | Line | NO | -8.2 | -12.4 | 14.9 | 186.3 | 8 | 0.01 | -1.28
60520 | BRIGHTON 5 2 | 60568 | HUDSON 1 | 1 | Closed | Line | NO | -10.1 | 3.2 | 10.6 | 141 | 8 | 0.02 | -1.69
74132 | LOLO 1 | 77142 | FLORENCE 5 1 | 1 | Closed | Line | NO | -14.4 | -5.3 | 15.3 | 192.1 | 8 | 0.02 | -2.52
28937 | COLTON 4 1 | 28940 | COLTON 4 4 | 1 | Closed | TransformerWinding | YES | -11.1 | -5.5 | 12.4 | 156 | 8 | 0 | 0.02
23507 | JEAN 2 3 | 28716 | NEEDLES 2 | 1 | Closed | Line | NO | 15.5 | -2.8 | 15.7 | 201.5 | 8 | 0.1 | -7.28
60235 | BROOMFIELD 1 3 | 60296 | WESTMINSTER 5 1 | 1 | Closed | Line | NO | 8.4 | 6.8 | 10.8 | 137.6 | 8 | 0 | -0.23
13648 | CLATSKANIE 4 4 | 11070 | LONGVIEW 5 1 | 1 | Closed | Line | NO | 65.6 | 33.2 | 73.5 | 1062.4 | 7.9 | 0.02 | -19.9
23316 | SAN ARDO 1 2 | 25000 | CAMBRIA 1 | 1 | Closed | Line | NO | 15.2 | 2.7 | 15.4 | 216.2 | 7.9 | 0.02 | -5.3
10845 | BURBANK 2 2 | 10844 | BURBANK 2 1 | 1 | Closed | Transformer | YES | -103.7 | 10.9 | 104.3 | 1315.3 | 7.9 | 0.01 | 0.91
10824 | POMEROY 1 1 | 10831 | POMEROY 1 8 | 1 | Closed | Transformer | YES | -106.1 | 7.8 | 106.4 | 1342.7 | 7.9 | 0.01 | 1.18
50122 | OGDEN 6 2 | 50208 | PARADISE 3 1 | 1 | Closed | Line | NO | -18.6 | -3 | 18.8 | 237.9 | 7.9 | 0.01 | -2.35
53143 | LAS CRUCES 7 1 | 53132 | LAS CRUCES 4 1 | 1 | Closed | Line | NO | 10.9 | -1.3 | 11 | 138.6 | 7.9 | 0 | -0.3
60100 | AVON 3 | 60093 | EAGLE 1 1 | 1 | Closed | Line | NO | -9.9 | -5 | 11.1 | 139.8 | 7.9 | 0.01 | -1.55
20249 | GRASS VALLEY 1 1 | 20257 | GRASS VALLEY 2 1 | 1 | Closed | Line | NO | -14.2 | 4.9 | 15 | 194.9 | 7.9 | 0.01 | -1.07
74011 | MOSCOW 2 2 | 10645 | COLFAX 1 1 | 1 | Closed | Line | NO | -15.2 | 0.4 | 15.2 | 197.5 | 7.9 | 0.05 | -2.96
10629 | CHEWELAH 1 | 10634 | DEER PARK 1 | 1 | Closed | Line | NO | 7.9 | 7.3 | 10.7 | 161.6 | 7.9 | 0.03 | -2.81
13689 | CLATSKANIE 5 1 | 11070 | LONGVIEW 5 1 | 1 | Closed | Line | NO | 72.1 | 30.2 | 78.2 | 1079.4 | 7.9 | 0.04 | -15.39
23010 | WATSONVILLE 3 1 | 23008 | WATSONVILLE 1 1 | 1 | Closed | Line | NO | 9.2 | 10.5 | 14 | 180.5 | 7.9 | 0.01 | -0.4
60812 | MONTROSE 5 2 | 60084 | GUNNISON 2 1 | 1 | Closed | Line | NO | 10.9 | 0.5 | 10.9 | 139.7 | 7.9 | 0.04 | -1.53
77040 | HAVRE 1 | 77042 | BOX ELDER 1 | 1 | Closed | Line | NO | 10.2 | -11.2 | 15.1 | 191.8 | 7.9 | 0.03 | -3.2
53153 | DULCE 1 | 60105 | ANTONITO 1 | 1 | Closed | Line | NO | -6.8 | 2.3 | 7.1 | 141.4 | 7.9 | 0.04 | -6.59
53007 | QUESTA 1 | 60578 | TRINIDAD 2 | 1 | Closed | Line | NO | -10 | -5 | 11.2 | 141.6 | 7.9 | 0.09 | -8.01
77061 | BOZEMAN 4 2 | 77078 | MANHATTAN 1 | 1 | Closed | Line | NO | -15.5 | 1.7 | 15.6 | 231.9 | 7.9 | 0.03 | -7.85
30285 | SEARCHLIGHT 2 | 30284 | SEARCHLIGHT 1 | 1 | Closed | Transformer | YES | 2.8 | 6.2 | 6.8 | 85.8 | 7.9 | 0 | 0.05
53048 | SANTA FE 7 1 | 53026 | SANTA FE 3 1 | 1 | Closed | Line | NO | 7.7 | 6.3 | 9.9 | 139.1 | 7.9 | 0.01 | -1.57
13299 | PORTLAND 30 1 | 13322 | CLACKAMAS 3 | 1 | Closed | Line | NO | -2.4 | -10.4 | 10.7 | 135.8 | 7.9 | 0 | -7.09
26220 | SANTA CLARITA 5 1 | 26226 | SANTA CLARITA 5 7 | 1 | Closed | Transformer | YES | -20.9 | -10.6 | 23.4 | 299.4 | 7.9 | 0 | 0.2
53036 | ALAMOGORDO 2 1 | 53290 | LA MESA 6 1 | 1 | Closed | Line | NO | 31 | -12.9 | 33.6 | 467.2 | 7.9 | 0.07 | -32.76
28303 | LAKE ELSINORE 1 1 | 28372 | WILDOMAR 2 1 | 1 | Closed | Line | NO | 4.8 | -10.9 | 12 | 152.3 | 7.9 | 0.01 | -0.63
11074 | PATEROS 1 | 11077 | PATEROS 4 | 1 | Closed | Transformer | YES | -101 | 7.1 | 101.2 | 1290.8 | 7.8 | 0.01 | 0.74
13594 | OXBOW 2 1 | 13598 | OXBOW 2 5 | 1 | Closed | Transformer | YES | -88 | -48.8 | 100.7 | 1295.6 | 7.8 | 0.02 | 1.26
28592 | SPRING VALLEY 2 1 | 28530 | SAN DIEGO 36 1 | 1 | Closed | Line | NO | -14.7 | 3.3 | 15.1 | 194.4 | 7.8 | 0 | -0.34
60545 | COLORADO SPRINGS 30 1 | 60548 | COLORADO SPRINGS 31 1 | 1 | Closed | Line | NO | 2.3 | 9 | 9.3 | 122.5 | 7.8 | 0 | -0.27
50216 | CENTERFIELD 1 | 50225 | GUNNISON 1 1 | 1 | Closed | Line | NO | -17.7 | 4.3 | 18.2 | 241.6 | 7.8 | 0.02 | -2.22
70182 | SINCLAIR 1 | 70111 | ALCOVA 1 1 | 1 | Closed | Line | NO | 11.8 | -9.2 | 15 | 191.7 | 7.8 | 0.03 | -3.18
74140 | BELLEVUE 8 1 | 74139 | HAILEY 1 | 1 | Closed | Line | NO | -15.6 | 4.8 | 16.3 | 235.8 | 7.8 | 0.05 | -4.96
10705 | GOLDENDALE 2 4 | 11002 | GOLDENDALE 5 3 | 1 | Closed | Line | NO | 5 | 8.2 | 9.6 | 138.5 | 7.8 | 0 | -1.36
10540 | ELLENSBURG 1 1 | 10544 | YAKIMA 7 2 | 1 | Closed | Line | NO | 14.5 | 0.8 | 14.5 | 197.7 | 7.8 | 0.02 | -4.53
40715 | WILLIAMS 3 1 | 40718 | WILLIAMS 3 4 | 1 | Closed | TransformerWinding | YES | 58.2 | 17.6 | 60.9 | 782.8 | 7.8 | 0.01 | 0.24
23489 | PIONEER 3 1 | 30017 | CARSON CITY 1 2 | 1 | Closed | Line | NO | 6.7 | -10 | 12 | 208.7 | 7.8 | 0 | -24.71
50322 | GREEN RIVER 1 1 | 50368 | SUNNYSIDE 2 2 | 1 | Closed | Line | NO | -17.7 | 2 | 17.8 | 260.1 | 7.8 | 0.05 | -7.67
26152 | TUPMAN 2 1 | 26158 | TUPMAN 2 7 | 1 | Closed | Transformer | YES | -114.1 | 1.5 | 114.1 | 1469.7 | 7.8 | 0.02 | 1.47
21607 | PITTSBURG 4 1 | 21642 | PITTSBURG 5 2 | 1 | Closed | Line | NO | -88.4 | -12.9 | 89.3 | 1150.6 | 7.8 | 0.01 | -4.95
10996 | IONE 1 5 | 74052 | BONNERS FERRY 1 | 1 | Closed | Line | NO | 14 | -0.8 | 14 | 187.3 | 7.8 | 0.05 | -4.91
23332 | INYOKERN 2 2 | 25819 | RIDGECREST 1 4 | 1 | Closed | Line | NO | 15.1 | -0.9 | 15.1 | 201.4 | 7.7 | 0.04 | -4.92
13024 | REEDSPORT 1 | 13004 | NORTH BEND 4 1 | 1 | Closed | Line | NO | -3.8 | -14.7 | 15.2 | 197.5 | 7.7 | 0.02 | -8.69
77110 | HELENA 3 1 | 77102 | CLANCY 1 | 1 | Closed | Line | NO | -12.6 | 4.2 | 13.3 | 186.3 | 7.7 | 0.03 | -2.63
20436 | OROVILLE 5 1 | 20439 | OROVILLE 5 4 | 1 | Closed | Transformer | YES | -95.8 | 6.7 | 96 | 1248.5 | 7.7 | 0.01 | 0.98
20352 | REDDING 7 2 | 20351 | REDDING 7 1 | 1 | Closed | Transformer | YES | -24.6 | 5.5 | 25.2 | 327.2 | 7.7 | 0 | 0.16
80065 | CLINT 1 | 80069 | EL PASO 32 2 | 1 | Closed | Line | NO | -8.1 | -5.8 | 9.9 | 129.4 | 7.7 | 0.01 | -0.82
10716 | WENATCHEE 3 10 | 10717 | WENATCHEE 4 1 | 1 | Closed | Line | NO | 298.8 | -75.1 | 308.1 | 4009.7 | 7.7 | 0.06 | -86.24
28717 | HINKLEY 1 1 | 28720 | HINKLEY 1 4 | 1 | Closed | Transformer | YES | -103.5 | 0.7 | 103.5 | 1346.9 | 7.7 | 0.01 | 0.68
74122 | KOOSKIA 1 | 77160 | DARBY 1 | 1 | Closed | Line | NO | 13.6 | -6.8 | 15.2 | 198.1 | 7.7 | 0.07 | -6.04
11074 | PATEROS 1 | 11082 | PATEROS 9 | 1 | Closed | Transformer | YES | -98.2 | 7.2 | 98.5 | 1282.3 | 7.7 | 0.01 | 0.91
30369 | LAS VEGAS 72 1 | 30375 | LAS VEGAS 72 7 | 1 | Closed | Transformer | YES | -92 | -79.4 | 121.5 | 1592.7 | 7.7 | 0.02 | 1.1
40386 | CAMP VERDE 1 | 40422 | RIMROCK 1 | 1 | Closed | Line | NO | -7 | -6.5 | 9.6 | 124.8 | 7.7 | 0.01 | -3.55
60623 | WRAY 1 | 60619 | HOLYOKE 1 | 1 | Closed | Line | NO | -10.2 | 0 | 10.2 | 138.9 | 7.7 | 0.03 | -2.87
25180 | CASTAIC 1 1 | 25192 | VALENCIA 1 1 | 1 | Closed | Line | NO | -14.7 | 1.5 | 14.8 | 193.8 | 7.7 | 0 | -0.68
23366 | TRANQUILLITY 2 | 23369 | TRANQUILLITY 5 | 1 | Closed | TransformerWinding | YES | -15 | 0.4 | 15 | 196 | 7.7 | 0 | -0.03
26142 | SANTA MARGARITA 2 1 | 26148 | SANTA MARGARITA 2 7 | 1 | Closed | Transformer | YES | -95.9 | 0.9 | 95.9 | 1250.8 | 7.7 | 0.01 | 0.95
30339 | BOULDER CITY 4 2 | 30330 | BOULDER CITY 3 5 | 1 | Closed | Line | NO | -18.1 | -4.6 | 18.7 | 244 | 7.7 | 0 | -0.16
10986 | ELMA 2 1 | 10861 | CENTRALIA 2 6 | 1 | Closed | Line | NO | -240.6 | -185 | 303.5 | 3963.5 | 7.7 | 0.07 | -267.19
60286 | LOVELAND 3 1 | 60201 | LOVELAND 2 1 | 1 | Closed | Line | NO | -2.4 | 11.3 | 11.6 | 155.6 | 7.7 | 0 | -0.31
74008 | MOSCOW 1 1 | 74027 | TROY 1 1 | 1 | Closed | Line | NO | -2.2 | 12.4 | 12.6 | 178.8 | 7.6 | 0.01 | -1.1
23111 | LOS BANOS 2 1 | 23110 | LOS BANOS 1 1 | 1 | Closed | Line | NO | -14.7 | 0.6 | 14.7 | 193.8 | 7.6 | 0.01 | -0.94
40980 | CHLORIDE 2 2 | 40979 | CHLORIDE 2 1 | 1 | Closed | Transformer | YES | 91.6 | 53.3 | 106 | 1388.4 | 7.6 | 0.01 | 0.9
30270 | RENO 20 3 | 30445 | RENO 24 1 | 1 | Closed | Line | NO | 16.9 | 0.6 | 16.9 | 221.7 | 7.6 | 0 | -0.1
10014 | MONTESANO 1 | 10010 | HOQUIAM 1 | 1 | Closed | Line | NO | 13.5 | 4.3 | 14.2 | 197.4 | 7.6 | 0.02 | -2.29
40685 | HOUCK 1 | 40663 | CHAMBERS 1 | 1 | Closed | Line | NO | -4.2 | -4.5 | 6.2 | 81.2 | 7.6 | 0 | -4.07
20497 | REDDING 12 1 | 20503 | REDDING 12 7 | 1 | Closed | Transformer | YES | -24.5 | -12.4 | 27.4 | 361.5 | 7.6 | 0 | 0.16
10485 | ISSAQUAH 1 1 | 10492 | MAPLE VALLEY 2 1 | 1 | Closed | Line | NO | -12.1 | 7.7 | 14.4 | 189.4 | 7.6 | 0 | -0.09
23505 | JEAN 2 1 | 23512 | JEAN 2 8 | 1 | Closed | Transformer | YES | -116.5 | -15.5 | 117.5 | 1547.9 | 7.6 | 0.01 | 0.95
10916 | ROCKPORT 3 1 | 10921 | ROCKPORT 3 6 | 1 | Closed | Transformer | YES | -93.8 | 6.5 | 94 | 1237.3 | 7.6 | 0.01 | 0.94
28421 | VISTA 4 3 | 28413 | FALLBROOK 2 2 | 1 | Closed | Line | NO | -13.9 | -4.9 | 14.8 | 194.7 | 7.6 | 0.01 | -2.13
60752 | COMMERCE CITY 3 1 | 60830 | KEENESBURG 2 1 | 1 | Closed | Line | NO | -180 | -24.5 | 181.7 | 2395.4 | 7.6 | 0.05 | -33.06
40749 | BAGDAD 2 1 | 40057 | PRESCOTT 1 1 | 1 | Closed | Line | NO | 9.3 | -2.5 | 9.6 | 127.4 | 7.6 | 0.02 | -1.81
30161 | LAS VEGAS 38 2 | 30163 | LAS VEGAS 38 4 | 1 | Closed | TransformerWinding | YES | 7.3 | 1.5 | 7.4 | 98.3 | 7.6 | 0 | -0.05
77067 | GREAT FALLS 1 1 | 77292 | GREAT FALLS 10 2 | 1 | Closed | Line | NO | -16.9 | -1.9 | 17 | 225.4 | 7.6 | 0.01 | -1.2
40846 | PHOENIX 74 7 | 40956 | GILA BEND 6 1 | 1 | Closed | Line | NO | 248.7 | -174.3 | 303.6 | 4016.9 | 7.6 | 0.08 | -162.62
10680 | MATTAWA 2 1 | 10684 | MATTAWA 2 5 | 1 | Closed | Transformer | YES | -85.3 | -58 | 103.1 | 1371.6 | 7.6 | 0.01 | 0.98
53169 | ARREY 2 | 53301 | DEMING 4 2 | 1 | Closed | Line | NO | -9.4 | 0.4 | 9.4 | 133.9 | 7.5 | 0.02 | -3.26
25729 | HACIENDA HEIGHTS 2 1 | 25930 | NORWALK 4 1 | 1 | Closed | Line | NO | -53 | -60.2 | 80.2 | 1062.9 | 7.5 | 0.02 | -4.92
74019 | WILDER 1 | 74049 | NAMPA 4 1 | 1 | Closed | Line | NO | 11.3 | 2.6 | 11.6 | 201 | 7.5 | 0.01 | -7.56
40794 | PHOENIX 73 1 | 40801 | PHOENIX 73 8 | 1 | Closed | Transformer | YES | -107.6 | 6.6 | 107.8 | 1429.1 | 7.5 | 0.01 | 0.64
25846 | SANTA MARGARITA 1 4 | 25847 | SANTA MARGARITA 1 5 | 1 | Closed | TransformerWinding | YES | 39.5 | 0 | 39.5 | 523.3 | 7.5 | 0.01 | 0.32
40667 | DOUGLAS 1 2 | 53174 | COLUMBUS 1 1 | 1 | Closed | Line | NO | 6.7 | -6.6 | 9.4 | 125.2 | 7.5 | 0.05 | -6.66
60564 | EATON 2 | 60303 | FORT COLLINS 5 3 | 1 | Closed | Line | NO | -4.1 | -10.8 | 11.6 | 153.7 | 7.5 | 0.02 | -2.35
20021 | REDWOOD VALLEY 1 | 20031 | UPPER LAKE 1 | 1 | Closed | Line | NO | 13.7 | -1.7 | 13.8 | 185.6 | 7.5 | 0.01 | -4.4
13034 | WILLAMINA 1 | 13046 | SHERIDAN 1 1 | 1 | Closed | Line | NO | -3.9 | -12.8 | 13.4 | 177.3 | 7.5 | 0.01 | -2.01
74061 | NAMPA 6 3 | 74078 | BOISE 2 2 | 1 | Closed | Line | NO | 9.2 | 7.9 | 12.1 | 182.9 | 7.5 | 0.01 | -2.34
77114 | BUTTE 1 1 | 77119 | DEER LODGE 1 | 1 | Closed | Line | NO | -14.6 | -3.3 | 14.9 | 198.3 | 7.5 | 0.04 | -2.22
50451 | GRANTSVILLE 2 2 | 50450 | GRANTSVILLE 2 1 | 1 | Closed | Transformer | YES | -5.5 | 26.5 | 27 | 359 | 7.5 | 0 | 0.09
53212 | WATERFLOW 1 | 53218 | WATERFLOW 7 | 1 | Closed | Transformer | YES | -63.1 | 57 | 85 | 1131 | 7.5 | 0.01 | 0.65
13337 | PORTLAND 43 1 | 13347 | FAIRVIEW 1 1 | 1 | Closed | Line | NO | 13.7 | 4.2 | 14.3 | 191.8 | 7.5 | 0 | -0.32
25028 | NIPOMO 1 | 25032 | SANTA MARIA 2 1 | 1 | Closed | Line | NO | -8.5 | 9.6 | 12.8 | 195.7 | 7.5 | 0.01 | -2.36
28731 | HOLTVILLE 2 2 | 28921 | EL CENTRO 3 3 | 1 | Closed | Line | NO | 13.9 | -5.4 | 14.9 | 198.5 | 7.5 | 0.01 | -5.51
50248 | RICHFIELD 1 | 50270 | SALINA 1 | 1 | Closed | Line | NO | -17.8 | -6.2 | 18.9 | 251.9 | 7.5 | 0.01 | -9.16
10717 | WENATCHEE 4 1 | 10723 | WENATCHEE 4 7 | 1 | Closed | Transformer | YES | -82.2 | -39.5 | 91.2 | 1223.2 | 7.5 | 0.01 | 0.76
60670 | FORT LUPTON 2 1 | 60830 | KEENESBURG 2 1 | 1 | Closed | Line | NO | -168.5 | 21.4 | 169.8 | 2391.5 | 7.5 | 0.06 | -38.87
74174 | RIGBY 1 | 74179 | REXBURG 1 1 | 1 | Closed | Line | NO | 1.9 | 15.3 | 15.4 | 240.2 | 7.5 | 0.01 | -2.59
40860 | TUCSON 50 10 | 40517 | TUCSON 16 1 | 1 | Closed | Line | NO | 161.3 | 61.2 | 172.5 | 2417.1 | 7.5 | 0.03 | -20.76
28896 | HESPERIA 5 1 | 28899 | HESPERIA 5 4 | 1 | Closed | TransformerWinding | YES | -10.9 | -4 | 11.6 | 155 | 7.5 | 0 | 0.01
40951 | YUMA 8 2 | 40016 | YUMA 3 1 | 1 | Closed | Line | NO | 7 | -6.4 | 9.5 | 127.4 | 7.5 | 0.01 | -0.98
23197 | FRESNO 19 3 | 23210 | SELMA 1 1 | 1 | Closed | Line | NO | -13.2 | -2.8 | 13.5 | 180.6 | 7.5 | 0.01 | -4
74093 | BOISE 7 3 | 74071 | MERIDIAN 4 1 | 1 | Closed | Line | NO | 9.7 | 9.4 | 13.5 | 185.1 | 7.5 | 0.01 | -0.43
25138 | BAKERSFIELD 14 1 | 25108 | BAKERSFIELD 4 1 | 1 | Closed | Line | NO | -74.9 | 18.8 | 77.2 | 1073.9 | 7.5 | 0.03 | -9.99
13066 | JUNCTION CITY 1 | 13075 | EUGENE 1 1 | 1 | Closed | Line | NO | 14.6 | 0.7 | 14.6 | 197.3 | 7.5 | 0.01 | -1.69
30387 | SPARKS 9 1 | 30396 | SPARKS 9 10 | 1 | Closed | Transformer | YES | -84.6 | 10.2 | 85.3 | 1141.1 | 7.5 | 0.01 | 0.8
25533 | HUNTINGTON PARK 1 2 | 25563 | SOUTH GATE 3 1 | 1 | Closed | Line | NO | 15 | 0.6 | 15 | 202.6 | 7.5 | 0 | -0.94
21615 | LIVERMORE 5 1 | 21620 | LIVERMORE 5 6 | 1 | Closed | Transformer | YES | -21.4 | -4.3 | 21.8 | 293.6 | 7.5 | 0 | 0.28
74169 | POCATELLO 4 3 | 74164 | POCATELLO 2 1 | 1 | Closed | Line | NO | 13.5 | 4.9 | 14.3 | 199.1 | 7.4 | 0.02 | -1.37
53027 | LA LUZ 1 | 53012 | MESCALERO 1 | 1 | Closed | Line | NO | -2.6 | 7.1 | 7.6 | 122.3 | 7.4 | 0.01 | -1.61
20253 | EL DORADO HILLS 1 1 | 20260 | SHINGLE SPRINGS 2 1 | 1 | Closed | Line | NO | 12.1 | 2.2 | 12.3 | 167.8 | 7.4 | 0.01 | -0.88
50097 | OGDEN 4 2 | 50125 | OGDEN 8 1 | 1 | Closed | Line | NO | -19.8 | -2.1 | 19.9 | 267.1 | 7.4 | 0 | -0.54
23319 | FRESNO 23 1 | 23483 | FRESNO 26 2 | 1 | Closed | Line | NO | -7.2 | 10.1 | 12.4 | 172.8 | 7.4 | 0.01 | -0.59
10559 | EAST WENATCHEE 2 1 | 10558 | EAST WENATCHEE 1 1 | 1 | Closed | Line | NO | 14.4 | -3.7 | 14.8 | 199.6 | 7.4 | 0 | -0.35
28738 | DESERT CENTER 2 | 28737 | DESERT CENTER 1 | 1 | Closed | Transformer | YES | 73.9 | 65.2 | 98.6 | 1328.6 | 7.4 | 0.01 | 0.65
40298 | PHOENIX 68 1 | 40214 | PHOENIX 30 1 | 1 | Closed | Line | NO | 167.1 | -42.2 | 172.4 | 2324 | 7.4 | 0.05 | -24.54
11051 | DAYTON 4 1 | 10962 | POMEROY 2 2 | 1 | Closed | Line | NO | -8.4 | -12.3 | 14.9 | 200.6 | 7.4 | 0.01 | -0.93
40496 | GREEN VALLEY 1 1 | 40474 | TUCSON 1 1 | 1 | Closed | Line | NO | -3.1 | 5.4 | 6.2 | 125.2 | 7.4 | 0.01 | -3.32
21424 | SANTA CLARA 3 3 | 21468 | SAN JOSE 11 1 | 1 | Closed | Line | NO | -13.8 | -1.7 | 13.9 | 187.9 | 7.4 | 0 | -0.18
40254 | PHOENIX 54 1 | 40260 | COTTONWOOD 2 1 | 1 | Closed | Line | NO | -148.8 | -151.6 | 212.4 | 2878.9 | 7.4 | 0.24 | -169.66
25977 | MOJAVE 7 1 | 26235 | MOJAVE 16 3 | 1 | Closed | Line | NO | -4.1 | 11.2 | 11.9 | 168.7 | 7.4 | 0 | -0.57
77239 | GLASGOW 2 1 | 77245 | GLASGOW 2 7 | 1 | Closed | Transformer | YES | -18.6 | -14 | 23.3 | 318.4 | 7.4 | 0 | 0.21
25716 | WHITTIER 6 1 | 25708 | WHITTIER 4 1 | 1 | Closed | Line | NO | -14.3 | 1.8 | 14.4 | 195.8 | 7.4 | 0 | -0.18
13033 | CAVE JUNCTION 3 | 13110 | JACKSONVILLE 1 | 1 | Closed | Line | NO | -6.9 | 6 | 9.1 | 187.6 | 7.3 | 0.02 | -5.98
60855 | ESTES PARK 2 1 | 60142 | ESTES PARK 1 1 | 1 | Closed | Line | NO | -9.1 | 1.9 | 9.3 | 142.9 | 7.3 | 0 | -3.37
28749 | CALEXICO 3 1 | 28754 | CALEXICO 3 6 | 1 | Closed | Transformer | YES | -22.2 | 0.2 | 22.2 | 302.4 | 7.3 | 0 | 0.18
50017 | HURRICANE 1 | 50021 | HILDALE 1 | 1 | Closed | Line | NO | -16.8 | -8.8 | 18.9 | 258.2 | 7.3 | 0.02 | -4.15
28591 | SPRING VALLEY 1 1 | 28629 | EL CAJON 4 1 | 1 | Closed | Line | NO | -8.9 | -10.7 | 13.9 | 189.9 | 7.3 | 0 | -0.1
40751 | MOHAVE VALLEY 2 1 | 40758 | MOHAVE VALLEY 2 8 | 1 | Closed | Transformer | YES | -112.6 | 27.7 | 115.9 | 1581.5 | 7.3 | 0.02 | 1.51
80065 | CLINT 1 | 80067 | FABENS 1 | 1 | Closed | Line | NO | -5.2 | -7.7 | 9.3 | 127.1 | 7.3 | 0 | -0.77
11036 | LONGVIEW 4 2 | 11071 | LONGVIEW 5 2 | 1 | Closed | Line | NO | -12.6 | -7.2 | 14.5 | 198.6 | 7.3 | 0 | -0.22
28912 | SEELEY 2 | 28911 | SEELEY 1 | 1 | Closed | Transformer | YES | 21.7 | 9.1 | 23.5 | 322.4 | 7.3 | 0 | 0.2
77061 | BOZEMAN 4 2 | 77048 | LIVINGSTON 2 1 | 1 | Closed | Line | NO | -14.6 | -3 | 14.9 | 204.4 | 7.3 | 0.03 | -4.73
25128 | BAKERSFIELD 11 1 | 25120 | BAKERSFIELD 7 2 | 1 | Closed | Line | NO | -10 | 7 | 12.2 | 177.4 | 7.3 | 0 | -1.17
30007 | STATELINE 2 | 30009 | STATELINE 4 | 1 | Closed | TransformerWinding | YES | 7.3 | 2.7 | 7.8 | 106.8 | 7.3 | 0 | -0.07
53113 | LAS CRUCES 2 1 | 53137 | LAS CRUCES 5 1 | 1 | Closed | Line | NO | -9.9 | -1 | 9.9 | 136.7 | 7.3 | 0.02 | -2.4
10210 | BELLINGHAM 3 1 | 10179 | BELLINGHAM 1 1 | 1 | Closed | Line | NO | -10.9 | -8.5 | 13.8 | 189.7 | 7.3 | 0.01 | -0.86
28548 | SAN DIEGO 41 1 | 28543 | CHULA VISTA 1 1 | 1 | Closed | Line | NO | -67 | -42 | 79.1 | 1086.3 | 7.3 | 0.01 | -3.33
10739 | COUGAR 1 1 | 10742 | COUGAR 1 4 | 1 | Closed | Transformer | YES | -80 | 4.3 | 80.1 | 1100.7 | 7.3 | 0.01 | 0.41
29025 | CARLSBAD 6 2 | 29032 | CARLSBAD 6 9 | 1 | Closed | Transformer | YES | -17.9 | -9 | 20.1 | 276.9 | 7.3 | 0 | 0.12
74144 | HAZELTON 3 | 74149 | HEYBURN 3 | 1 | Closed | Line | NO | 11 | 4.7 | 11.9 | 202.2 | 7.3 | 0.01 | -5.11
77030 | PARK CITY 3 1 | 77032 | COLUMBUS 2 1 | 1 | Closed | Line | NO | 13.6 | -7.2 | 15.3 | 211.1 | 7.3 | 0.02 | -2.08
40684 | SANDERS 2 | 40685 | HOUCK 1 | 1 | Closed | Line | NO | 7 | 0.9 | 7.1 | 114.4 | 7.3 | 0.01 | -3.55
13617 | ARLINGTON 7 2 | 13616 | ARLINGTON 7 1 | 1 | Closed | Transformer | YES | 17.6 | 14.6 | 22.9 | 315.6 | 7.2 | 0 | 0.15
28640 | BANNING 2 1 | 28638 | BANNING 1 1 | 1 | Closed | Line | NO | 5.5 | -12.8 | 14 | 192.8 | 7.2 | 0 | -0.6
10619 | DAVENPORT 1 | 11055 | FORD 2 2 | 1 | Closed | Line | NO | 1.1 | 11.7 | 11.8 | 192.4 | 7.2 | 0.04 | -2.17
10844 | BURBANK 2 1 | 10850 | BURBANK 2 7 | 1 | Closed | Transformer | YES | -87.3 | 6.1 | 87.5 | 1207.8 | 7.2 | 0.01 | 1.14
60271 | BROOMFIELD 4 1 | 60194 | BOULDER 8 1 | 1 | Closed | Line | NO | 10 | -1 | 10 | 138.3 | 7.2 | 0 | -1.16
10870 | SPOKANE 21 1 | 74207 | RATHDRUM 2 1 | 1 | Closed | Line | NO | -57.9 | -52 | 77.8 | 1074.9 | 7.2 | 0.06 | -19.21
10813 | AMBOY 1 | 10953 | ARIEL 1 | 1 | Closed | Line | NO | 79.1 | -1 | 79.1 | 1108.8 | 7.2 | 0.03 | -14.53
74016 | PLUMMER 1 | 74040 | COEUR D ALENE 3 5 | 1 | Closed | Line | NO | 10 | 2.9 | 10.4 | 177.8 | 7.2 | 0.02 | -5.13
23482 | FRESNO 26 1 | 23486 | FRESNO 26 5 | 1 | Closed | TransformerWinding | YES | -71.9 | 4.4 | 72.1 | 998.2 | 7.2 | 0 | 0.06
26027 | LOS ANGELES 81 2 | 25329 | CULVER CITY 1 1 | 1 | Closed | Line | NO | -6.2 | 11.2 | 12.8 | 179.3 | 7.2 | 0 | -0.16
74001 | HOMEDALE 1 | 74228 | KUNA 2 1 | 1 | Closed | Line | NO | 12.1 | -7.8 | 14.4 | 200.3 | 7.2 | 0.02 | -10.7
10517 | WHITE SALMON 1 | 13380 | HOOD RIVER 1 | 1 | Closed | Line | NO | -12.3 | -5.7 | 13.5 | 188.2 | 7.2 | 0.02 | -1.94
10905 | BEVERLY 1 | 10910 | BEVERLY 6 | 1 | Closed | Transformer | YES | -99.6 | 8.9 | 100 | 1389.4 | 7.2 | 0.01 | 0.56
10215 | BELLINGHAM 5 1 | 10216 | BELLINGHAM 6 1 | 1 | Closed | Line | NO | 18.2 | 1.1 | 18.2 | 254.1 | 7.2 | 0.01 | -0.72
13522 | KLAMATH FALLS 4 1 | 13556 | KLAMATH FALLS 5 3 | 1 | Closed | Line | NO | 13.3 | -0.7 | 13.3 | 186.1 | 7.2 | 0 | -0.06
40898 | GILBERT 12 1 | 40908 | GILBERT 12 11 | 1 | Closed | Transformer | YES | -104.6 | -33.3 | 109.8 | 1538.2 | 7.2 | 0.01 | 0.82
40722 | YUMA 6 1 | 28888 | BLYTHE 2 10 | 1 | Closed | Line | NO | -164.7 | -145 | 219.4 | 3998.9 | 7.1 | 0.06 | -378.3
40610 | KAYENTA 1 | 40614 | PINON 1 | 1 | Closed | Line | NO | -7.9 | -1.2 | 8 | 114.8 | 7.1 | 0.01 | -3.53
20273 | JANESVILLE 1 | 20255 | WESTWOOD 1 | 1 | Closed | Line | NO | 12.9 | -5.2 | 13.9 | 194.6 | 7.1 | 0.02 | -2.77
28749 | CALEXICO 3 1 | 28752 | CALEXICO 3 4 | 1 | Closed | Transformer | YES | -21.6 | 0.2 | 21.6 | 302.8 | 7.1 | 0 | 0.23
40486 | AMADO 1 | 40496 | GREEN VALLEY 1 1 | 1 | Closed | Line | NO | -9.2 | -2 | 9.4 | 132.2 | 7.1 | 0.02 | -1.04
77123 | PHILIPSBURG 1 | 77163 | VICTOR 2 3 | 1 | Closed | Line | NO | 13.8 | -10.5 | 17.3 | 243.5 | 7.1 | 0.03 | -14.37
21584 | GILROY 2 1 | 23081 | KING CITY 1 1 | 1 | Closed | Line | NO | -8.2 | -10.2 | 13.1 | 184.3 | 7.1 | 0.05 | -9.6
30369 | LAS VEGAS 72 1 | 30377 | LAS VEGAS 72 9 | 1 | Closed | Transformer | YES | -78.7 | -79.8 | 112.1 | 1587.5 | 7.1 | 0.01 | 0.64
11034 | FERNDALE 2 8 | 10891 | SUMAS 5 | 1 | Closed | Line | NO | -36.7 | -60.1 | 70.4 | 993.9 | 7.1 | 0.03 | -32.27
60015 | GRAND JUNCTION 1 1 | 60002 | FRUITA 2 | 1 | Closed | Line | NO | -3.2 | -8.2 | 8.8 | 124.1 | 7.1 | 0 | -0.64
77227 | HUNGRY HORSE 7 | 77252 | THOMPSON FALLS 2 1 | 1 | Closed | Line | NO | -34 | -68.2 | 76.2 | 1075.7 | 7.1 | 0.06 | -97.95
26050 | FELLOWS 1 3 | 26049 | FELLOWS 1 2 | 1 | Closed | Transformer | YES | -10.7 | 16.2 | 19.4 | 274.2 | 7.1 | 0 | 0.09
70020 | ROCK SPRINGS 2 3 | 70147 | GREEN RIVER 3 1 | 1 | Closed | Line | NO | 4.1 | -11.6 | 12.3 | 173.9 | 7.1 | 0.04 | -5.17
10004 | WESTPORT 1 | 10937 | ABERDEEN 2 1 | 1 | Closed | Line | NO | -13.5 | -3 | 13.8 | 195.1 | 7.1 | 0.03 | -2.1
10903 | BICKLETON 2 1 | 10984 | BICKLETON 3 2 | 1 | Closed | Line | NO | -13.3 | 3.4 | 13.7 | 196 | 7.1 | 0 | -0.48
20251 | AUBURN 7 1 | 20252 | AUBURN 8 1 | 1 | Closed | Line | NO | -13.2 | -1 | 13.3 | 187.7 | 7.1 | 0 | -0.84
40130 | TOLLESON 1 1 | 40174 | LAVEEN 1 1 | 1 | Closed | Line | NO | -8.2 | 2 | 8.5 | 129.8 | 7.1 | 0.01 | -2.07
13656 | IDLEYLD PARK 4 1 | 13659 | IDLEYLD PARK 4 4 | 1 | Closed | Transformer | YES | -21 | 1.4 | 21 | 298 | 7.1 | 0 | 0.12
13470 | UMATILLA 2 1 | 13480 | UMATILLA 2 11 | 1 | Closed | Transformer | YES | -96.7 | 8.4 | 97 | 1375.1 | 7.1 | 0 | 0.28
50313 | WELLINGTON 2 1 | 50312 | PRICE 1 | 1 | Closed | Line | NO | 15.8 | 0.8 | 15.9 | 228.4 | 7.1 | 0.01 | -2.25
28467 | SAN MARCOS 4 1 | 28389 | CARLSBAD 5 1 | 1 | Closed | Line | NO | 13.5 | 1.2 | 13.6 | 193 | 7.1 | 0 | -0.55
10503 | MONROE 1 1 | 10510 | SNOQUALMIE 3 | 1 | Closed | Line | NO | 5.4 | 3.3 | 6.3 | 180.6 | 7.1 | 0 | -8.25
23458 | BIG CREEK 4 1 | 23461 | BIG CREEK 4 4 | 1 | Closed | TransformerWinding | YES | -14.4 | 1.1 | 14.5 | 205.7 | 7 | 0 | -0.02
10819 | KETTLE FALLS 2 3 | 11026 | GRAND COULEE 16 | 1 | Closed | Line | NO | 65.9 | -25.1 | 70.5 | 1092.9 | 7 | 0.13 | -65.15
40006 | FORT MOHAVE 1 | 40026 | LAKE HAVASU CITY 2 2 | 1 | Closed | Line | NO | 0.4 | -8.5 | 8.5 | 121.1 | 7 | 0.01 | -5.36
74198 | IRWIN 7 | 74308 | IONA 2 1 | 1 | Closed | Line | NO | 19.9 | 38.7 | 43.5 | 1098.9 | 7 | 0.06 | -35.99
20387 | REDDING 8 1 | 20391 | REDDING 8 5 | 1 | Closed | Transformer | YES | -88.3 | 6.3 | 88.5 | 1259.7 | 7 | 0.01 | 0.52
25752 | WEST COVINA 4 1 | 25780 | GLENDORA 1 2 | 1 | Closed | Line | NO | 12.8 | 2.9 | 13.1 | 196.1 | 7 | 0 | -2.31
60666 | LIMON 3 2 | 60665 | LIMON 3 1 | 1 | Closed | Transformer | YES | -18.1 | -31.8 | 36.6 | 523.4 | 7 | 0 | 0.14
20416 | HORNBROOK 2 | 20415 | HORNBROOK 1 | 1 | Closed | Transformer | YES | -15.9 | 21.3 | 26.6 | 379.9 | 7 | 0 | 0.16
30249 | JACKPOT 2 | 74336 | BURLEY 2 2 | 1 | Closed | Line | NO | -4 | 3.9 | 5.6 | 171.7 | 7 | 0.04 | -7.44
60758 | LAMAR 4 2 | 60757 | LAMAR 4 1 | 2 | Closed | Transformer | YES | -5.9 | 36.4 | 36.9 | 526.6 | 7 | 0 | 0.09
60758 | LAMAR 4 2 | 60757 | LAMAR 4 1 | 1 | Closed | Transformer | YES | -5.9 | 36.4 | 36.9 | 526.6 | 7 | 0 | 0.09
30118 | LAS VEGAS 13 2 | 23263 | PAHRUMP 1 1 | 1 | Closed | Line | NO | 13 | -4.1 | 13.6 | 194.2 | 7 | 0.08 | -5.4
60777 | FOUNTAIN 4 4 | 60551 | FOUNTAIN 2 1 | 1 | Closed | Line | NO | 6.1 | -9.7 | 11.5 | 165 | 7 | 0.01 | -0.59
74287 | HAGERMAN 5 1 | 74290 | HAGERMAN 5 4 | 1 | Closed | TransformerWinding | YES | -10.5 | 1.7 | 10.6 | 152.3 | 7 | 0 | 0
26111 | BORON 4 3 | 25764 | CALIFORNIA CITY 1 | 1 | Closed | Line | NO | -11.7 | -5 | 12.7 | 182.1 | 7 | 0.01 | -2.28
60224 | ARVADA 3 2 | 60230 | ARVADA 5 1 | 1 | Closed | Line | NO | 8.5 | 4.2 | 9.4 | 137.6 | 7 | 0 | -0.26
30358 | IMLAY 3 | 30359 | IMLAY 4 | 1 | Closed | TransformerWinding | YES | 11.5 | 0 | 11.5 | 165.1 | 6.9 | 0 | 0.06
40322 | SCOTTSDALE 5 1 | 40327 | CAREFREE 1 | 1 | Closed | Line | NO | 9.2 | -0.5 | 9.2 | 132.4 | 6.9 | 0 | -0.86
13492 | NEWBERG 3 1 | 13495 | NEWBERG 3 4 | 1 | Closed | TransformerWinding | YES | -16.2 | 0.3 | 16.2 | 234.6 | 6.9 | 0 | 0.03
50368 | SUNNYSIDE 2 2 | 50367 | SUNNYSIDE 2 1 | 1 | Closed | Transformer | YES | -43.6 | 4.1 | 43.8 | 632.4 | 6.9 | 0 | 0.34
50093 | WILLARD 1 1 | 50122 | OGDEN 6 2 | 1 | Closed | Line | NO | 15.9 | -1.1 | 15.9 | 229.7 | 6.9 | 0 | -0.66
23472 | SAN ARDO 2 3 | 25008 | PASO ROBLES 1 1 | 1 | Closed | Line | NO | 12.6 | 3.9 | 13.2 | 205 | 6.9 | 0.03 | -2.71
53162 | TRUTH OR CONSEQUENCES 3 | 53173 | MAGDALENA 2 | 1 | Closed | Line | NO | -9.3 | -1.3 | 9.4 | 137.5 | 6.9 | 0.07 | -2.79
74067 | MERIDIAN 1 1 | 74069 | MERIDIAN 2 1 | 1 | Closed | Line | NO | -13.5 | -4.3 | 14.1 | 204.4 | 6.9 | 0 | -0.5
21364 | SUNNYVALE 4 1 | 21466 | SAN JOSE 10 1 | 1 | Closed | Line | NO | -9.2 | -9 | 12.8 | 185.8 | 6.9 | 0 | -1.02
40662 | MANY FARMS 1 | 40674 | TEEC NOS POS 1 | 1 | Closed | Line | NO | -8.9 | -1.9 | 9.1 | 132.6 | 6.9 | 0.03 | -3.89
13464 | HELIX 1 1 | 11066 | TOUCHET 4 | 1 | Closed | Line | NO | 74.2 | -4.2 | 74.4 | 1077.5 | 6.9 | 0.02 | -7.12
28655 | PALM SPRINGS 3 1 | 28684 | COACHELLA 2 1 | 1 | Closed | Line | NO | -74.4 | 1.6 | 74.4 | 1099.4 | 6.9 | 0.03 | -13.29
28172 | CHINO 1 1 | 28140 | ANAHEIM 13 1 | 1 | Closed | Line | NO | 13.4 | 4.9 | 14.2 | 210.1 | 6.9 | 0.01 | -0.7
40500 | TUCSON 10 1 | 40550 | TUCSON 35 1 | 1 | Closed | Line | NO | -7.5 | -4.6 | 8.8 | 127.5 | 6.9 | 0 | -3.77
10844 | BURBANK 2 1 | 10849 | BURBANK 2 6 | 1 | Closed | Transformer | YES | -83.4 | 5.7 | 83.6 | 1212.7 | 6.9 | 0.01 | 0.75
40687 | RED VALLEY 1 | 53187 | FARMINGTON 3 1 | 1 | Closed | Line | NO | 4.5 | 1.5 | 4.7 | 124.6 | 6.9 | 0.03 | -5.86
29015 | SAN DIEGO 53 1 | 28841 | ESCONDIDO 10 1 | 1 | Closed | Line | NO | -153 | -216.8 | 265.3 | 3852.7 | 6.9 | 0.05 | -224.3
77049 | FORT BENTON 1 | 77267 | GREAT FALLS 7 1 | 1 | Closed | Line | NO | -4.5 | -2.3 | 5 | 174.3 | 6.9 | 0 | -13.42
30048 | CARSON CITY 3 4 | 30041 | RENO 15 1 | 1 | Closed | Line | NO | -55.2 | 28.4 | 62.1 | 1034.7 | 6.9 | 0.03 | -16.52
21581 | LIVERMORE 3 1 | 23103 | HILMAR 1 | 1 | Closed | Line | NO | -11.5 | -4.1 | 12.2 | 177.1 | 6.9 | 0.04 | -4.24
20029 | LAKEPORT 1 | 20036 | CLEARLAKE 1 | 1 | Closed | Line | NO | -8.9 | -6.5 | 11 | 159.8 | 6.9 | 0.01 | -4.91
10961 | POMEROY 2 1 | 10964 | POMEROY 2 4 | 1 | Closed | TransformerWinding | YES | 33.9 | -2.6 | 34 | 496.5 | 6.9 | 0.01 | 0.7
28708 | BRAWLEY 1 1 | 28710 | BRAWLEY 2 1 | 1 | Closed | Line | NO | 12.7 | 3 | 13 | 192.7 | 6.9 | 0 | -0.73
10941 | KAHLOTUS 1 | 10949 | KAHLOTUS 9 | 1 | Closed | Transformer | YES | -90.4 | 7.3 | 90.7 | 1322.6 | 6.9 | 0.01 | 0.66
30249 | JACKPOT 2 | 74307 | BRUNEAU 1 | 1 | Closed | Line | NO | -12 | -3.4 | 12.5 | 212.9 | 6.9 | 0.11 | -11.53
28622 | LAKESIDE 1 2 | 28623 | LAKESIDE 2 1 | 1 | Closed | Line | NO | -13.3 | 0 | 13.3 | 193.6 | 6.9 | 0 | -0.6
60074 | BAYFIELD 1 | 60082 | PAGOSA SPRINGS 1 | 1 | Closed | Line | NO | 7 | -0.6 | 7 | 105.8 | 6.8 | 0.02 | -2.58
29059 | SAN DIEGO 54 1 | 28728 | SAN DIEGO 48 1 | 1 | Closed | Line | NO | 11.9 | -5.3 | 13 | 189.9 | 6.8 | 0 | -0.09
13104 | DAYTON 6 1 | 13064 | MCMINNVILLE 1 1 | 1 | Closed | Line | NO | -1.8 | 10.6 | 10.8 | 176.5 | 6.8 | 0 | -1.29
13097 | SALEM 1 1 | 13098 | SALEM 2 1 | 1 | Closed | Line | NO | 12.2 | 3.3 | 12.6 | 190 | 6.8 | 0.01 | -1.24
30073 | HAWTHORNE 4 1 | 30072 | YERINGTON 1 1 | 1 | Closed | Line | NO | 13.4 | -9.6 | 16.5 | 241.5 | 6.8 | 0.03 | -7.56
20036 | CLEARLAKE 1 | 20032 | KELSEYVILLE 1 | 1 | Closed | Line | NO | 11.3 | 1.6 | 11.4 | 172.7 | 6.8 | 0.01 | -1.86
30088 | CARLIN 1 | 30092 | EUREKA 4 1 | 1 | Closed | Line | NO | -11.7 | -4.9 | 12.7 | 211.8 | 6.8 | 0.03 | -13.36
60682 | PLATTEVILLE 2 1 | 60686 | PLATTEVILLE 2 5 | 1 | Closed | Transformer | YES | -57 | -32.4 | 65.6 | 966.3 | 6.8 | 0.01 | 0.35
50013 | WASHINGTON 3 | 50003 | SAINT GEORGE 1 1 | 1 | Closed | Line | NO | 6.6 | 13.3 | 14.8 | 248 | 6.8 | 0.01 | -2.28
29056 | TWENTYNINE PALMS 3 3 | 29058 | TWENTYNINE PALMS 3 5 | 1 | Closed | TransformerWinding | YES | 5.2 | 0 | 5.2 | 76.2 | 6.8 | 0 | 0.04
23450 | TRACY 8 1 | 23453 | TRACY 8 4 | 1 | Closed | Transformer | YES | -91.8 | 8.1 | 92.2 | 1358.9 | 6.8 | 0.01 | 0.73
25132 | BAKERSFIELD 12 1 | 25144 | LAMONT 1 | 1 | Closed | Line | NO | -10.6 | 6.5 | 12.5 | 192.4 | 6.8 | 0.01 | -1.05
20271 | ALTURAS 1 | 13408 | LAKEVIEW 2 | 1 | Closed | Line | NO | -9.3 | -0.5 | 9.3 | 178.9 | 6.8 | 0.04 | -8.19
53039 | HOLLOMAN AIR FORCE BASE 1 | 53037 | ALAMOGORDO 2 2 | 1 | Closed | Line | NO | -2.4 | -7.2 | 7.5 | 111.3 | 6.8 | 0 | -1.5
40979 | CHLORIDE 2 1 | 40985 | CHLORIDE 2 7 | 1 | Closed | Transformer | YES | -90.5 | -28.5 | 94.9 | 1408.1 | 6.8 | 0.01 | 0.93
20365 | MONTGOMERY CREEK 2 1 | 20369 | MONTGOMERY CREEK 2 5 | 1 | Closed | Transformer | YES | -17.8 | -7.7 | 19.4 | 288 | 6.8 | 0 | 0.21
11001 | GOLDENDALE 5 2 | 11000 | GOLDENDALE 5 1 | 1 | Closed | Transformer | YES | -80.7 | -37.6 | 89.1 | 1321.7 | 6.8 | 0.01 | 0.5
21583 | GILROY 1 1 | 23128 | DOS PALOS 1 | 1 | Closed | Line | NO | -7.6 | 1.6 | 7.7 | 181 | 6.8 | 0.03 | -8
13065 | MCMINNVILLE 2 1 | 13118 | SALEM 7 1 | 1 | Closed | Line | NO | -11.2 | 2.9 | 11.6 | 189.3 | 6.7 | 0.01 | -3.2
23154 | AVENAL 1 1 | 26144 | SANTA MARGARITA 2 3 | 1 | Closed | Line | NO | -10.5 | 0.2 | 10.5 | 192.1 | 6.7 | 0.02 | -7.36
28726 | NORTH PALM SPRINGS 1 1 | 28925 | NORTH PALM SPRINGS 4 2 | 1 | Closed | Line | NO | 12.5 | 3.5 | 13 | 193.1 | 6.7 | 0 | -0.24
10422 | RENTON 3 1 | 10285 | SEATTLE 22 1 | 1 | Closed | Line | NO | 7.9 | 8.9 | 11.9 | 180.4 | 6.7 | 0 | -0.39
20013 | MENDOCINO 2 | 20014 | FORT BRAGG 1 | 1 | Closed | Line | NO | -12.5 | -1.1 | 12.5 | 187.2 | 6.7 | 0.01 | -2.84
10717 | WENATCHEE 4 1 | 10725 | WENATCHEE 4 9 | 1 | Closed | Transformer | YES | -71.3 | -39.4 | 81.4 | 1216.9 | 6.7 | 0.01 | 0.91
21133 | SOUTH SAN FRANCISCO 1 2 | 21157 | BURLINGAME 2 2 | 1 | Closed | Line | NO | -5.8 | -14.2 | 15.4 | 228.7 | 6.7 | 0.01 | -1.44
10717 | WENATCHEE 4 1 | 10726 | WENATCHEE 4 10 | 1 | Closed | Transformer | YES | -71.1 | -39.3 | 81.2 | 1216.8 | 6.7 | 0.01 | 0.96
23488 | FRESNO 26 7 | 23493 | NORTH FORK 2 1 | 1 | Closed | Line | NO | -43.4 | -61.9 | 75.6 | 1128.9 | 6.7 | 0.03 | -48.51
60843 | DENVER 57 8 | 60724 | DENVER 55 1 | 1 | Closed | Line | NO | 60.9 | -118.5 | 133.2 | 1990.4 | 6.7 | 0.02 | -33.3
53022 | CHIMAYO 1 | 53004 | MORA 1 | 1 | Closed | Line | NO | -8.8 | -5.5 | 10.3 | 154.4 | 6.7 | 0.02 | -3.35
70113 | ROCK RIVER 1 2 | 70112 | ROCK RIVER 1 1 | 1 | Closed | Transformer | YES | 10.5 | -14.3 | 17.7 | 266.2 | 6.7 | 0 | 0.1
23331 | INYOKERN 2 1 | 23333 | INYOKERN 2 3 | 1 | Closed | Transformer | YES | -24.9 | 0.1 | 24.9 | 372.1 | 6.7 | 0 | 0.14
23083 | MODESTO 4 1 | 23060 | PATTERSON 1 1 | 1 | Closed | Line | NO | 13.6 | -4.2 | 14.2 | 212.8 | 6.7 | 0.02 | -1.95
21409 | SANTA CLARA 2 1 | 21275 | LOS ALTOS 1 1 | 1 | Closed | Line | NO | 76.3 | 2.2 | 76.3 | 1164.6 | 6.7 | 0.02 | -13.51
28326 | RIVERSIDE 16 2 | 28375 | MORENO VALLEY 2 1 | 1 | Closed | Line | NO | 12.1 | -4.2 | 12.8 | 192.1 | 6.7 | 0 | -0.25
10844 | BURBANK 2 1 | 10851 | BURBANK 2 8 | 1 | Closed | Transformer | YES | -80.3 | 5.6 | 80.5 | 1207 | 6.7 | 0.01 | 0.7
13412 | HEPPNER 1 | 13615 | ECHO 2 | 1 | Closed | Line | NO | -4.8 | -10.8 | 11.8 | 177.6 | 6.7 | 0.01 | -5.71
40751 | MOHAVE VALLEY 2 1 | 40756 | MOHAVE VALLEY 2 6 | 1 | Closed | Transformer | YES | -102.1 | 26.9 | 105.6 | 1585.2 | 6.7 | 0.01 | 0.73
53210 | GALLUP 2 1 | 53203 | GALLUP 1 1 | 1 | Closed | Line | NO | 7.6 | 3.8 | 8.5 | 136.2 | 6.7 | 0.01 | -1.12
13471 | UMATILLA 2 2 | 13470 | UMATILLA 2 1 | 1 | Closed | Transformer | YES | 81.6 | 23.7 | 85 | 1276.4 | 6.7 | 0.01 | 0.67
40473 | FLAGSTAFF 5 1 | 40472 | FLAGSTAFF 4 2 | 1 | Closed | Line | NO | 5 | 7 | 8.6 | 139.6 | 6.7 | 0 | -0.79
53279 | BLOOMFIELD 2 2 | 53225 | FARMINGTON 5 5 | 1 | Closed | Line | NO | 7.4 | -3.4 | 8.2 | 122.8 | 6.7 | 0.01 | -3.17
40422 | RIMROCK 1 | 40392 | SEDONA 2 1 | 1 | Closed | Line | NO | 9 | -2.3 | 9.3 | 140.2 | 6.6 | 0.01 | -2.5
77249 | SHAWMUT 1 | 77044 | BIG TIMBER 1 | 1 | Closed | Line | NO | 10.3 | -9 | 13.7 | 206 | 6.6 | 0.03 | -6.78
28231 | RANCHO CUCAMONGA 4 1 | 28195 | UPLAND 4 3 | 1 | Closed | Line | NO | -8.6 | 7.7 | 11.5 | 182.6 | 6.6 | 0 | -0.81
11074 | PATEROS 1 | 11079 | PATEROS 6 | 1 | Closed | Transformer | YES | -84.9 | 7 | 85.2 | 1285.4 | 6.6 | 0.01 | 0.64
25683 | LAKEWOOD 9 3 | 25606 | LAKEWOOD 6 1 | 1 | Closed | Line | NO | 11.9 | 0.3 | 11.9 | 179.4 | 6.6 | 0 | -0.16
30315 | VALMY 3 | 30080 | BATTLE MOUNTAIN 1 1 | 1 | Closed | Line | NO | 4.5 | -13 | 13.7 | 207.6 | 6.6 | 0 | -18.07
13261 | PORTLAND 13 1 | 13253 | PORTLAND 11 1 | 1 | Closed | Line | NO | -5.8 | 9.3 | 10.9 | 168.7 | 6.6 | 0 | -0.27
13154 | SAINT HELENS 1 | 10074 | KALAMA 1 | 1 | Closed | Line | NO | -2.6 | 10.1 | 10.4 | 181.2 | 6.6 | 0.01 | -1.6
70004 | ALPINE 3 1 | 70001 | THAYNE 1 | 1 | Closed | Line | NO | -13.8 | 3.8 | 14.3 | 232 | 6.6 | 0.01 | -2.82
74199 | HAGERMAN 1 1 | 74202 | HAGERMAN 1 4 | 1 | Closed | TransformerWinding | YES | -10.2 | 0.7 | 10.2 | 154.5 | 6.6 | 0 | 0
10680 | MATTAWA 2 1 | 10905 | BEVERLY 1 | 1 | Closed | Line | NO | 176.7 | 105.1 | 205.6 | 3916.8 | 6.6 | 0.03 | -83.79
20255 | WESTWOOD 1 | 20360 | WENDEL 3 | 1 | Closed | Line | NO | -11.3 | -0.3 | 11.3 | 188.6 | 6.6 | 0.04 | -5.55
10824 | POMEROY 1 1 | 10833 | POMEROY 1 10 | 1 | Closed | Transformer | YES | -88.1 | 7.4 | 88.4 | 1340.6 | 6.6 | 0.01 | 0.78
40335 | SCOTTSDALE 8 1 | 40809 | GLENDALE 23 1 | 1 | Closed | Line | NO | -143.8 | -67.5 | 158.8 | 2411.3 | 6.6 | 0.06 | -43.78
53188 | FARMINGTON 4 1 | 53304 | FARMINGTON 6 2 | 1 | Closed | Line | NO | -8 | -2.1 | 8.2 | 125.2 | 6.6 | 0 | -1.18
28915 | WINTERHAVEN 2 | 28914 | WINTERHAVEN 1 | 1 | Closed | Transformer | YES | 12.3 | -13.8 | 18.5 | 282.8 | 6.6 | 0 | 0.1
21261 | OAKLAND 16 1 | 21326 | CASTRO VALLEY 2 1 | 1 | Closed | Line | NO | -0.7 | 63.2 | 63.3 | 1132 | 6.6 | 0.02 | -11.06
70032 | LOVELL 2 | 77020 | BILLINGS 4 1 | 1 | Closed | Line | NO | -10.4 | -5.7 | 11.9 | 181.4 | 6.6 | 0.05 | -10.77
50453 | SAINT GEORGE 5 1 | 50457 | SAINT GEORGE 5 5 | 1 | Closed | Transformer | YES | -39.8 | 4.7 | 40.1 | 612.1 | 6.6 | 0 | 0.28
21591 | STOCKTON 1 2 | 21592 | STOCKTON 2 1 | 1 | Closed | Line | NO | -3.4 | -9 | 9.6 | 146.2 | 6.6 | 0 | -0.6
10530 | YAKIMA 3 1 | 10542 | YAKIMA 6 1 | 1 | Closed | Line | NO | -10.2 | 3.6 | 10.9 | 193.1 | 6.6 | 0.01 | -3.8
28536 | SAN DIEGO 38 2 | 28637 | RAMONA 2 1 | 1 | Closed | Line | NO | 7 | 8.1 | 10.7 | 178.8 | 6.5 | 0 | -1.27
50088 | SALT LAKE CITY 2 1 | 50067 | HERRIMAN 2 1 | 1 | Closed | Line | NO | 15.4 | -1.2 | 15.5 | 236.5 | 6.5 | 0 | -0.54
23371 | PIONEER 2 2 | 20267 | PLACERVILLE 2 1 | 1 | Closed | Line | NO | 7.8 | 4.2 | 8.9 | 179.1 | 6.5 | 0.01 | -4.55
60830 | KEENESBURG 2 1 | 60835 | KEENESBURG 2 6 | 1 | Closed | Transformer | YES | -65.6 | -5.8 | 65.9 | 1008.4 | 6.5 | 0 | 0.42
25622 | LONG BEACH 19 1 | 28008 | HUNTINGTON BEACH 4 1 | 1 | Closed | Line | NO | 12.8 | -1.9 | 12.9 | 197.8 | 6.5 | 0 | -0.19
20000 | EUREKA 1 1 | 20004 | ARCATA 1 | 1 | Closed | Line | NO | -8.4 | -7.7 | 11.4 | 173.8 | 6.5 | 0 | -0.24
20316 | MONTGOMERY CREEK 1 1 | 20320 | MONTGOMERY CREEK 1 5 | 1 | Closed | Transformer | YES | -73.2 | 4.6 | 73.3 | 1122.8 | 6.5 | 0.01 | 0.47
74052 | BONNERS FERRY 1 | 77174 | EUREKA 5 3 | 1 | Closed | Line | NO | -10.1 | -0.2 | 10.1 | 198.6 | 6.5 | 0.07 | -8.17
74083 | BOISE 3 1 | 74046 | NAMPA 3 1 | 1 | Closed | Line | NO | -60.5 | 27 | 66.3 | 1126.2 | 6.5 | 0.02 | -13.99
53249 | ALGODONES 2 2 | 53092 | BERNALILLO 3 | 1 | Closed | Line | NO | -5.9 | 5.6 | 8.1 | 127.6 | 6.5 | 0 | -0.24
28563 | SAN YSIDRO 2 | 28554 | CHULA VISTA 5 1 | 1 | Closed | Line | NO | -11.5 | -4.6 | 12.4 | 190.5 | 6.5 | 0 | -0.65
10844 | BURBANK 2 1 | 10848 | BURBANK 2 5 | 1 | Closed | Transformer | YES | -78.5 | 5.6 | 78.7 | 1213.2 | 6.5 | 0.01 | 0.69
21315 | MOUNTAIN VIEW 1 1 | 21263 | MENLO PARK 1 1 | 1 | Closed | Line | NO | -3.8 | -13.6 | 14.2 | 218.2 | 6.5 | 0 | -1.43
74295 | GLENNS FERRY 3 1 | 74223 | MOUNTAIN HOME 3 1 | 1 | Closed | Line | NO | -21.6 | -69.9 | 73.1 | 1127.6 | 6.5 | 0.04 | -16.54
20262 | QUINCY 2 1 | 20255 | WESTWOOD 1 | 1 | Closed | Line | NO | -10.4 | 1.1 | 10.4 | 200.3 | 6.5 | 0.01 | -6.71
23407 | FRESNO 24 2 | 23204 | FRESNO 21 1 | 1 | Closed | Line | NO | 10.5 | 8.7 | 13.6 | 223.4 | 6.5 | 0.01 | -1.31
40923 | PAGE 3 2 | 40922 | PAGE 3 1 | 1 | Closed | Transformer | YES | -31.6 | -20.5 | 37.6 | 582.5 | 6.5 | 0 | 0.19
74313 | AMERICAN FALLS 4 3 | 74315 | AMERICAN FALLS 4 5 | 1 | Closed | TransformerWinding | YES | 27.1 | 11.8 | 29.6 | 457.4 | 6.5 | 0 | 0.25
70057 | CASPER 5 5 | 70058 | EVANSVILLE 1 | 1 | Closed | Line | NO | -11.9 | -4.4 | 12.7 | 195.9 | 6.5 | 0.01 | -5.35
50243 | OREM 4 1 | 50234 | OREM 2 1 | 1 | Closed | Line | NO | 10.5 | 8.7 | 13.6 | 219.5 | 6.5 | 0 | -0.89
40930 | PAGE 3 9 | 50453 | SAINT GEORGE 5 1 | 1 | Closed | Line | NO | 13.5 | -168.2 | 168.8 | 2985.6 | 6.5 | 0 | -360.88
77131 | MISSOULA 1 3 | 77141 | MISSOULA 4 1 | 1 | Closed | Line | NO | 5.5 | 9.8 | 11.3 | 196.9 | 6.4 | 0.01 | -1.61
21371 | CASTRO VALLEY 3 1 | 21325 | CASTRO VALLEY 1 1 | 1 | Closed | Line | NO | -13.4 | -0.1 | 13.4 | 208.3 | 6.4 | 0 | -0.27
77087 | ENNIS 1 | 77090 | ENNIS 4 | 1 | Closed | TransformerWinding | YES | 9.6 | 2.5 | 9.9 | 153.4 | 6.4 | 0 | -0.01
28497 | SAN DIEGO 29 1 | 29061 | CHULA VISTA 10 2 | 1 | Closed | Line | NO | 11.6 | -4 | 12.3 | 191.1 | 6.4 | 0 | -1.04
30446 | RENO 24 2 | 30448 | RENO 24 4 | 1 | Closed | TransformerWinding | YES | 9.1 | 0 | 9.1 | 141.5 | 6.4 | 0 | 0.06
50063 | MONROE 4 1 | 50248 | RICHFIELD 1 | 1 | Closed | Line | NO | -3.6 | 7.8 | 8.6 | 242.5 | 6.4 | 0.01 | -7.35
40939 | TEMPE 10 1 | 40746 | TEMPE 9 10 | 1 | Closed | Line | NO | -146.2 | -26.9 | 148.6 | 2315.5 | 6.4 | 0.02 | -15.34
77269 | GREAT FALLS 8 2 | 77267 | GREAT FALLS 7 1 | 1 | Closed | Line | NO | -4.3 | -10.3 | 11.1 | 174 | 6.4 | 0 | -0.1
77222 | HUNGRY HORSE 2 | 77168 | WHITEFISH 1 | 1 | Closed | Line | NO | 12.1 | -6.6 | 13.7 | 214.9 | 6.4 | 0.02 | -6.23
28737 | DESERT CENTER 1 | 28744 | DESERT CENTER 8 | 1 | Closed | Transformer | YES | -63.7 | 0.6 | 63.7 | 997.1 | 6.4 | 0.01 | 0.56
23473 | MODESTO 12 1 | 23309 | MODESTO 10 1 | 1 | Closed | Line | NO | 53 | 45.1 | 69.6 | 1145.1 | 6.4 | 0.02 | -5.26
40367 | CHANDLER 9 1 | 40410 | GILBERT 8 1 | 1 | Closed | Line | NO | -5.8 | -5.9 | 8.3 | 130.6 | 6.4 | 0 | -0.11
23059 | STOCKTON 13 1 | 23063 | MANTECA 3 2 | 1 | Closed | Line | NO | 11.4 | 2.8 | 11.8 | 208.3 | 6.4 | 0.01 | -3.98
77069 | GREAT FALLS 2 1 | 77096 | CASCADE 2 2 | 1 | Closed | Line | NO | 6.4 | 2.5 | 6.9 | 219 | 6.3 | 0.01 | -9.85
23138 | COALINGA 1 1 | 23312 | AVENAL 2 1 | 1 | Closed | Line | NO | 11.2 | -7.5 | 13.5 | 212.9 | 6.3 | 0.01 | -8.31
77051 | BOZEMAN 1 1 | 77230 | HELENA 4 3 | 1 | Closed | Line | NO | -11.5 | -14.7 | 18.7 | 1135.5 | 6.3 | 0.03 | -85.7
10628 | MEDICAL LAKE 1 | 10630 | CHENEY 1 | 1 | Closed | Line | NO | -3.8 | 6.5 | 7.5 | 161.7 | 6.3 | 0 | -3.07
30434 | BOULDER CITY 6 1 | 30352 | BUNKERVILLE 1 2 | 1 | Closed | Line | NO | -11.8 | 6.4 | 13.4 | 234.7 | 6.3 | 0 | -2.65
60805 | MONTROSE 4 2 | 60809 | MONTROSE 4 6 | 1 | Closed | Transformer | YES | -6.3 | 0.6 | 6.3 | 100.2 | 6.3 | 0 | 0.05
40619 | BYLAS 3 | 40605 | PERIDOT 1 | 1 | Closed | Line | NO | 7.8 | -2.9 | 8.3 | 132.1 | 6.3 | 0.01 | -2.04
50215 | SANDY 6 1 | 50166 | MIDVALE 2 1 | 1 | Closed | Line | NO | 13.6 | 5 | 14.5 | 233.4 | 6.3 | 0 | -0.47
74172 | SHELLEY 1 | 74171 | IDAHO FALLS 2 1 | 1 | Closed | Line | NO | 8.8 | 7.7 | 11.7 | 190.6 | 6.3 | 0 | -0.45
10825 | POMEROY 1 2 | 74217 | LEWISTON 4 5 | 1 | Closed | Line | NO | -63.8 | -22.8 | 67.7 | 1077.5 | 6.3 | 0.05 | -30.16
50221 | RICHMOND 6 1 | 50224 | RICHMOND 6 4 | 1 | Closed | TransformerWinding | YES | 15.2 | -1.4 | 15.2 | 243 | 6.3 | 0.02 | 0.48
26058 | SUN VALLEY 2 1 | 26064 | SUN VALLEY 2 7 | 1 | Closed | Transformer | YES | -60.2 | -30.2 | 67.4 | 1076.7 | 6.3 | 0.01 | 0.55
26055 | BAKERSFIELD 32 2 | 26054 | BAKERSFIELD 32 1 | 1 | Closed | Transformer | YES | -20.3 | -2.2 | 20.4 | 325.5 | 6.3 | 0 | 0.08
28192 | UPLAND 3 1 | 25766 | AZUSA 1 2 | 1 | Closed | Line | NO | -12.1 | -0.9 | 12.1 | 192.9 | 6.3 | 0.01 | -1.87
23194 | COARSEGOLD 1 | 23170 | MADERA 5 1 | 1 | Closed | Line | NO | 13.5 | -1.2 | 13.5 | 216.3 | 6.3 | 0.02 | -2.87
13696 | BOARDMAN 4 2 | 13695 | BOARDMAN 4 1 | 1 | Closed | Transformer | YES | 80.7 | 3.5 | 80.8 | 1289 | 6.3 | 0.01 | 0.41
20198 | SACRAMENTO 35 1 | 20148 | SACRAMENTO 17 1 | 1 | Closed | Line | NO | -9.3 | 4.8 | 10.4 | 179 | 6.3 | 0 | -1.55
10397 | EVERETT 5 1 | 10300 | STANWOOD 1 | 1 | Closed | Line | NO | 9.6 | 4.3 | 10.5 | 183.1 | 6.3 | 0.01 | -2
10025 | ROCHESTER 1 | 10858 | CENTRALIA 2 3 | 1 | Closed | Line | NO | 9.1 | -7.4 | 11.8 | 188 | 6.3 | 0.01 | -3.31
40640 | PIMA 1 | 40605 | PERIDOT 1 | 1 | Closed | Line | NO | 7.3 | -3.7 | 8.2 | 131.7 | 6.3 | 0.02 | -3.12
20105 | WEST SACRAMENTO 1 1 | 20121 | SACRAMENTO 5 1 | 1 | Closed | Line | NO | -7.2 | -8.3 | 11 | 175.9 | 6.2 | 0 | -1.25
40605 | PERIDOT 1 | 40597 | SAN CARLOS 3 1 | 1 | Closed | Line | NO | 5.5 | -6 | 8.1 | 130.2 | 6.2 | 0.01 | -2.2
25820 | RIDGECREST 2 1 | 28610 | BARSTOW 1 | 1 | Closed | Line | NO | -1.1 | 3.9 | 4 | 161.6 | 6.2 | 0.03 | -6.16
74267 | PONDERAY 4 | 11040 | METALINE FALLS 3 | 1 | Closed | Line | NO | -8.6 | -4.6 | 9.8 | 156.9 | 6.2 | 0.01 | -8.04
70051 | CASPER 3 3 | 70052 | CASPER 4 1 | 1 | Closed | Line | NO | 10.7 | -6.3 | 12.4 | 199.3 | 6.2 | 0.01 | -0.75
60092 | OAK CREEK 2 | 60101 | KREMMLING 1 1 | 1 | Closed | Line | NO | -6.1 | 3.6 | 7.1 | 127 | 6.2 | 0.02 | -1.42
25015 | ATASCADERO 1 3 | 25003 | TEMPLETON 1 | 1 | Closed | Line | NO | 8.4 | -6.6 | 10.7 | 171.7 | 6.2 | 0 | -0.54
23484 | FRESNO 26 3 | 23486 | FRESNO 26 5 | 1 | Closed | TransformerWinding | YES | 31 | -1.5 | 31 | 499.1 | 6.2 | 0 | 0.17
40569 | TUCSON 44 1 | 40598 | BENSON 1 | 1 | Closed | Line | NO | -0.4 | 5 | 5.1 | 116.1 | 6.2 | 0.01 | -2.16
23316 | SAN ARDO 1 2 | 23472 | SAN ARDO 2 3 | 1 | Closed | Line | NO | -11.4 | 6.5 | 13.1 | 213.5 | 6.2 | 0 | -0.26
74169 | POCATELLO 4 3 | 74178 | FIRTH 1 | 1 | Closed | Line | NO | -13.6 | -0.8 | 13.6 | 228.9 | 6.2 | 0.03 | -4.71
30173 | NORTH LAS VEGAS 5 1 | 30114 | LAS VEGAS 11 3 | 1 | Closed | Line | NO | -45.2 | -44.7 | 63.6 | 1027.6 | 6.2 | 0.02 | -6.61
28948 | CALIPATRIA 7 1 | 28823 | CALIPATRIA 2 1 | 1 | Closed | Line | NO | -11.5 | -5.3 | 12.7 | 205.2 | 6.2 | 0 | -0.03
23349 | MODESTO 11 2 | 23102 | RIVERBANK 2 | 1 | Closed | Line | NO | -6.1 | 9.5 | 11.3 | 191.4 | 6.2 | 0 | -0.62
20030 | WEAVERVILLE 1 | 20477 | REDDING 10 2 | 1 | Closed | Line | NO | 9.5 | -5.4 | 11 | 177.5 | 6.2 | 0.01 | -9.09
13460 | KENO 2 | 13459 | KENO 1 | 1 | Closed | Transformer | YES | -12.8 | 19.2 | 23 | 373.5 | 6.2 | 0 | 0.13
25142 | BAKERSFIELD 16 1 | 25138 | BAKERSFIELD 14 1 | 1 | Closed | Line | NO | -68.5 | -11.1 | 69.4 | 1126.8 | 6.2 | 0.02 | -11.91
28535 | SAN DIEGO 38 1 | 28631 | EL CAJON 5 1 | 1 | Closed | Line | NO | 53.3 | 24.6 | 58.7 | 1038.8 | 6.2 | 0.02 | -10.8
28755 | HOLTVILLE 3 1 | 28695 | IMPERIAL 1 1 | 1 | Closed | Line | NO | -5.3 | 8 | 9.6 | 178.2 | 6.1 | 0.01 | -1.63
80082 | FORT HANCOCK 2 | 80083 | SIERRA BLANCA 1 | 1 | Closed | Line | NO | 1.2 | -6.2 | 6.3 | 103.1 | 6.1 | 0 | -5.95
10468 | BELLEVUE 7 1 | 10459 | REDMOND 2 1 | 1 | Closed | Line | NO | 7.4 | 51.7 | 52.3 | 1031.5 | 6.1 | 0.02 | -11.13
13440 | ELGIN 1 | 13446 | ENTERPRISE 1 1 | 1 | Closed | Line | NO | 8 | 1.6 | 8.2 | 186.8 | 6.1 | 0.01 | -6.55
60583 | PEYTON 1 | 60588 | KIOWA 1 | 1 | Closed | Line | NO | -7.8 | -1.9 | 8 | 145.7 | 6.1 | 0.01 | -6.24
53133 | ALBUQUERQUE 25 1 | 53110 | ALBUQUERQUE 20 2 | 1 | Closed | Line | NO | 8.3 | 0.3 | 8.3 | 139.6 | 6.1 | 0.01 | -1.75
29008 | NILAND 1 | 28826 | CALIPATRIA 3 1 | 1 | Closed | Line | NO | 43.9 | 32 | 54.3 | 1058.5 | 6.1 | 0.02 | -15.51
28613 | CHULA VISTA 8 1 | 28589 | SAN DIEGO 47 1 | 1 | Closed | Line | NO | 3.2 | -10.2 | 10.7 | 175 | 6.1 | 0 | -0.46
23385 | INYOKERN 3 1 | 23299 | INYOKERN 1 2 | 1 | Closed | Line | NO | -8.7 | 6.9 | 11.1 | 186.1 | 6.1 | 0 | -0.42
10659 | CLARKSTON 1 1 | 74014 | LEWISTON 3 1 | 1 | Closed | Line | NO | -11.7 | -2.2 | 11.9 | 195.8 | 6.1 | 0.02 | -3.83
23330 | KING CITY 2 2 | 23405 | KING CITY 3 1 | 1 | Closed | Line | NO | -8.6 | 9.7 | 13 | 214.3 | 6.1 | 0 | -0.04
25163 | THOUSAND OAKS 3 1 | 25221 | TARZANA 2 1 | 1 | Closed | Line | NO | 11.2 | -2.7 | 11.5 | 189.3 | 6.1 | 0.01 | -4.22
28520 | SAN DIEGO 32 1 | 28549 | SAN DIEGO 41 2 | 1 | Closed | Line | NO | -11.9 | -0.4 | 11.9 | 195.9 | 6.1 | 0 | -0.13
26220 | SANTA CLARITA 5 1 | 26227 | SANTA CLARITA 5 8 | 1 | Closed | Transformer | YES | -15.7 | -8 | 17.6 | 290.5 | 6.1 | 0 | 0.06
20351 | REDDING 7 1 | 20480 | REDDING 11 1 | 1 | Closed | Line | NO | 39.9 | 32.2 | 51.2 | 1046.3 | 6.1 | 0.02 | -17.28
50056 | GARLAND 1 | 50073 | CLARKSTON 2 3 | 1 | Closed | Line | NO | -10.6 | -10 | 14.6 | 239.8 | 6.1 | 0.02 | -4.01
28379 | LA JOLLA 2 1 | 28425 | SAN DIEGO 7 1 | 1 | Closed | Line | NO | -11.5 | -2.1 | 11.7 | 192.1 | 6.1 | 0 | -1.14
40794 | PHOENIX 73 1 | 40798 | PHOENIX 73 5 | 1 | Closed | Transformer | YES | -86.7 | 6.5 | 87 | 1435.2 | 6.1 | 0.01 | 0.58
74165 | POCATELLO 3 1 | 74169 | POCATELLO 4 3 | 1 | Closed | Line | NO | 5.6 | -9.5 | 11 | 182.1 | 6.1 | 0.01 | -1.26
30079 | MC DERMITT 1 | 30077 | WINNEMUCCA 1 1 | 1 | Closed | Line | NO | 9.8 | -9.6 | 13.7 | 226.7 | 6.1 | 0.02 | -12.45
50344 | VERNAL 2 1 | 50341 | VERNAL 1 2 | 1 | Closed | Line | NO | -13.9 | 1.1 | 13.9 | 230.9 | 6.1 | 0 | -0.57
28737 | DESERT CENTER 1 | 28747 | DESERT CENTER 11 | 1 | Closed | Transformer | YES | -67.5 | 0.6 | 67.5 | 1116.2 | 6.1 | 0.01 | 0.6
60611 | SPRINGFIELD 6 1 | 60622 | WALSH 1 | 1 | Closed | Line | NO | 6.1 | -4.7 | 7.7 | 127 | 6.1 | 0.01 | -5.2
50338 | MOAB 2 | 50322 | GREEN RIVER 1 1 | 1 | Closed | Line | NO | -14.5 | -5.2 | 15.4 | 253.8 | 6 | 0.05 | -7.6
40704 | NOGALES 2 1 | 40623 | SIERRA VISTA 3 1 | 1 | Closed | Line | NO | -32.1 | -8.5 | 33.2 | 2101.8 | 6 | 0.03 | -131.45
23257 | PORTERVILLE 3 1 | 26205 | KERNVILLE 1 | 1 | Closed | Line | NO | 59.8 | -27 | 65.7 | 1087 | 6 | 0.06 | -36.84
74300 | OLDTOWN 1 | 74018 | PRIEST RIVER 1 | 1 | Closed | Line | NO | -10.1 | 4.9 | 11.2 | 194.9 | 6 | 0.01 | -1.23
74295 | GLENNS FERRY 3 1 | 74257 | HAGERMAN 4 1 | 1 | Closed | Line | NO | 63.7 | 1.5 | 63.7 | 1157.4 | 6 | 0.07 | -27.2
25865 | MOJAVE 2 2 | 25864 | MOJAVE 2 1 | 1 | Closed | Transformer | YES | -63.3 | -44 | 77.1 | 1285.2 | 6 | 0.01 | 0.61
28569 | HEMET 2 1 | 28611 | HEMET 3 1 | 1 | Closed | Line | NO | 2.1 | -10.4 | 10.6 | 176.8 | 6 | 0 | -0.96
20422 | FORESTHILL 2 5 | 20335 | POLLOCK PINES 3 1 | 1 | Closed | Line | NO | 68 | -3.3 | 68.1 | 1144.8 | 6 | 0.03 | -13.98
60836 | DENVER 57 1 | 60840 | DENVER 57 5 | 1 | Closed | Transformer | YES | -8.9 | -32.7 | 33.9 | 567.8 | 6 | 0 | 0.22
10526 | GOLDENDALE 1 1 | 10705 | GOLDENDALE 2 4 | 1 | Closed | Line | NO | -11.2 | -2.8 | 11.5 | 191.7 | 6 | 0 | -1.24
10862 | SILVER CREEK 2 1 | 10756 | SILVER CREEK 1 1 | 1 | Closed | Line | NO | -49.1 | 37.9 | 62 | 1149.8 | 6 | 0.02 | -10.63
50135 | KAYSVILLE 1 1 | 50162 | OGDEN 10 1 | 1 | Closed | Line | NO | 12.8 | -6 | 14.2 | 236.3 | 6 | 0 | -2.38
40981 | CHLORIDE 2 3 | 30293 | LAS VEGAS 68 2 | 1 | Closed | Line | NO | 6.1 | -5.3 | 8.1 | 135.8 | 6 | 0.01 | -2.13
77203 | FAIRFIELD 5 2 | 77093 | SHELBY 1 | 1 | Closed | Line | NO | 4.5 | -9.9 | 10.9 | 181.9 | 6 | 0.01 | -3.92
60324 | DENVER 17 1 | 60350 | DENVER 27 3 | 1 | Closed | Line | NO | -5.6 | -5.1 | 7.6 | 126.7 | 6 | 0 | -0.19
20387 | REDDING 8 1 | 20392 | REDDING 8 6 | 1 | Closed | Transformer | YES | -74.9 | 6.2 | 75.2 | 1258.3 | 6 | 0 | 0.38
10766 | DAYTON 2 1 | 11056 | DAYTON 5 1 | 1 | Closed | Line | NO | -64.6 | -12.8 | 65.9 | 1103.2 | 6 | 0.02 | -17.84
13601 | IDLEYLD PARK 2 1 | 13604 | IDLEYLD PARK 2 4 | 1 | Closed | TransformerWinding | YES | -12.2 | -5.6 | 13.4 | 224.4 | 6 | 0 | -0.01
74166 | INKOM 1 | 74186 | GRACE 1 1 | 1 | Closed | Line | NO | -7.1 | 3.3 | 7.9 | 167.4 | 6 | 0.01 | -3.64
26153 | TUPMAN 2 2 | 26167 | FELLOWS 2 1 | 1 | Closed | Line | NO | -53.4 | -33.9 | 63.3 | 1064.5 | 5.9 | 0.02 | -14.35
60510 | AURORA 14 1 | 60513 | AURORA 14 4 | 1 | Closed | TransformerWinding | YES | 5.9 | -13.4 | 14.7 | 253.1 | 5.9 | 0.01 | 0.36
28596 | BEAUMONT 1 1 | 28583 | YUCAIPA 2 1 | 1 | Closed | Line | NO | 10.8 | 2.6 | 11.1 | 187.9 | 5.9 | 0 | -0.33
23148 | CHOWCHILLA 1 1 | 23152 | MADERA 2 2 | 1 | Closed | Line | NO | 11.6 | -3.4 | 12.1 | 203.6 | 5.9 | 0.01 | -1.62
25364 | INGLEWOOD 2 1 | 25376 | LAWNDALE 1 1 | 1 | Closed | Line | NO | 8.3 | -7.7 | 11.3 | 190 | 5.9 | 0 | -5.76
20280 | SOUTH LAKE TAHOE 1 1 | 23214 | OAKHURST 2 | 1 | Closed | Line | NO | 1.5 | -9.9 | 10 | 169 | 5.9 | 0.01 | -14.63
13454 | BLUE RIVER 2 | 13456 | BLUE RIVER 4 | 1 | Closed | TransformerWinding | YES | 2.4 | 16.7 | 16.8 | 284.1 | 5.9 | 0 | 0.02
10739 | COUGAR 1 1 | 10744 | COUGAR 1 6 | 1 | Closed | Transformer | YES | -64.2 | 4.3 | 64.4 | 1088.7 | 5.9 | 0.01 | 0.41
10793 | ROSALIA 5 | 10663 | SPOKANE 17 3 | 1 | Closed | Line | NO | 41 | -6 | 41.4 | 1038.3 | 5.9 | 0.06 | -51.75
28697 | TWENTYNINE PALMS 2 1 | 28693 | TWENTYNINE PALMS 1 3 | 1 | Closed | Line | NO | 5.7 | -10.1 | 11.5 | 195.6 | 5.9 | 0.01 | -2.76
10258 | TACOMA 18 3 | 10171 | TACOMA 5 1 | 1 | Closed | Line | NO | -11.5 | 1.3 | 11.6 | 196.8 | 5.9 | 0 | -0.37
28588 | SAN DIEGO 46 2 | 29017 | SAN DIEGO 53 3 | 1 | Closed | Line | NO | -8 | -7.4 | 10.9 | 184.6 | 5.9 | 0 | -0.38
30042 | RENO 15 2 | 30026 | RENO 9 1 | 1 | Closed | Line | NO | 13.4 | -3.1 | 13.8 | 233.5 | 5.9 | 0 | -1.45
11002 | GOLDENDALE 5 3 | 11004 | GOLDENDALE 5 5 | 1 | Closed | TransformerWinding | YES | 5 | 9.5 | 10.8 | 183.3 | 5.9 | 0 | -0.03
21615 | LIVERMORE 5 1 | 21619 | LIVERMORE 5 5 | 1 | Closed | Transformer | YES | -18 | -3.7 | 18.4 | 312.3 | 5.9 | 0 | 0.13
77013 | SHEPHERD 3 | 77018 | BILLINGS 3 1 | 1 | Closed | Line | NO | 11.7 | -1.8 | 11.8 | 200.4 | 5.9 | 0.01 | -1.92
28710 | BRAWLEY 2 1 | 28878 | CALIPATRIA 5 2 | 1 | Closed | Line | NO | -10.9 | -2.2 | 11.1 | 189.8 | 5.9 | 0 | -4.02
30387 | SPARKS 9 1 | 30391 | SPARKS 9 5 | 1 | Closed | Transformer | YES | -77.5 | 16.9 | 79.3 | 1353.8 | 5.9 | 0.01 | 0.41
10168 | VANCOUVER 13 1 | 13347 | FAIRVIEW 1 1 | 1 | Closed | Line | NO | 10.9 | -2.5 | 11.2 | 190.9 | 5.9 | 0 | -0.86
70004 | ALPINE 3 1 | 70006 | JACKSON 3 1 | 1 | Closed | Line | NO | 11.4 | 2.9 | 11.8 | 231 | 5.9 | 0.02 | -4.39
60219 | FLORENCE 4 1 | 60154 | WESTCLIFFE 3 | 1 | Closed | Line | NO | 7.8 | -1.9 | 8 | 138.7 | 5.8 | 0.01 | -3.92
20452 | YUBA CITY 7 1 | 20431 | YUBA CITY 6 9 | 1 | Closed | Line | NO | -36.6 | 40 | 54.2 | 1046.4 | 5.8 | 0.01 | -8.66
28377 | LA JOLLA 1 1 | 28404 | SAN DIEGO 4 2 | 1 | Closed | Line | NO | -1.3 | 7.7 | 7.8 | 182.5 | 5.8 | 0 | -2.8
10199 | VASHON 1 | 10165 | TACOMA 4 1 | 1 | Closed | Line | NO | -0.3 | 10.4 | 10.4 | 198.4 | 5.8 | 0 | -1.14
70095 | GLENROCK 2 1 | 70098 | GLENROCK 2 4 | 1 | Closed | Transformer | YES | -27.1 | -16 | 31.5 | 544.4 | 5.8 | 0 | 0.14
28510 | TEMECULA 2 1 | 28564 | TEMECULA 3 1 | 1 | Closed | Line | NO | 10.1 | 3.3 | 10.6 | 195 | 5.8 | 0 | -1.82
50073 | CLARKSTON 2 3 | 50378 | COLLINSTON 1 | 1 | Closed | Line | NO | 3.6 | -11 | 11.5 | 199.2 | 5.8 | 0 | -1.21
23339 | GROVELAND 1 2 | 23347 | GROVELAND 2 1 | 1 | Closed | Line | NO | 0.4 | 10.2 | 10.2 | 182.3 | 5.8 | 0 | -0.36
26083 | LEBEC 2 1 | 26086 | LEBEC 2 4 | 1 | Closed | Transformer | YES | -14.3 | -7.4 | 16.1 | 278.7 | 5.8 | 0 | 0.08
23410 | SHAVER LAKE 1 2 | 23409 | SHAVER LAKE 1 1 | 1 | Closed | Transformer | YES | 18.8 | -1.4 | 18.8 | 325.3 | 5.8 | 0 | 0.08
50285 | MAPLETON 1 | 50294 | SPRINGVILLE 1 1 | 1 | Closed | Line | NO | 10.9 | -5.6 | 12.3 | 212.7 | 5.8 | 0 | -1.27
21558 | DIXON 1 | 20151 | SACRAMENTO 19 1 | 1 | Closed | Line | NO | 6.7 | -8.1 | 10.5 | 182.5 | 5.8 | 0.01 | -1.98
28920 | EL CENTRO 3 2 | 28923 | EL CENTRO 3 5 | 1 | Closed | TransformerWinding | YES | 19.4 | 16.1 | 25.2 | 436.5 | 5.8 | 0 | 0.16
26088 | WELDON 2 | 26235 | MOJAVE 16 3 | 1 | Closed | Line | NO | 10.1 | 0.2 | 10.1 | 202.8 | 5.8 | 0.01 | -5.77
77292 | GREAT FALLS 10 2 | 77076 | GREAT FALLS 4 5 | 1 | Closed | Line | NO | 11.2 | -0.2 | 11.2 | 198.5 | 5.8 | 0.01 | -2.53
28658 | CATHEDRAL CITY 1 1 | 28659 | CATHEDRAL CITY 2 1 | 1 | Closed | Line | NO | 10.4 | 2.2 | 10.6 | 189.2 | 5.8 | 0 | -1.07
30319 | CRESCENT VALLEY 2 | 30321 | CRESCENT VALLEY 4 | 1 | Closed | TransformerWinding | YES | 8.3 | 0 | 8.3 | 144.9 | 5.8 | 0 | 0.08
60697 | LAMAR 3 1 | 60700 | LAMAR 3 4 | 1 | Closed | TransformerWinding | YES | 12.8 | -5.4 | 13.9 | 242.9 | 5.8 | 0 | 0.19
60007 | CORTEZ 3 | 60032 | MANCOS 1 | 1 | Closed | Line | NO | 6.9 | -0.7 | 6.9 | 125.7 | 5.8 | 0.01 | -2.89
40752 | MOHAVE VALLEY 2 2 | 40038 | LAKE HAVASU CITY 3 1 | 1 | Closed | Line | NO | 87.8 | -90.3 | 126 | 2202.3 | 5.7 | 0.06 | -98.61
40876 | SPRINGERVILLE 2 2 | 40761 | SAINT JOHNS 2 2 | 1 | Closed | Line | NO | -115 | -79.2 | 139.6 | 2442.6 | 5.7 | 0.03 | -52.17
77154 | LAKESIDE 4 1 | 77152 | POLSON 1 1 | 1 | Closed | Line | NO | -4.2 | 2.5 | 4.8 | 172 | 5.7 | 0 | -6.43
10589 | RICHLAND 1 1 | 10581 | BENTON CITY 1 | 1 | Closed | Line | NO | 9.9 | -5.1 | 11.1 | 195.2 | 5.7 | 0.01 | -1.98
40704 | NOGALES 2 1 | 40706 | NOGALES 2 3 | 1 | Closed | Transformer | YES | -26.9 | -13.6 | 30.1 | 530.7 | 5.7 | 0 | 0.15
25956 | MOJAVE 5 12 | 25971 | TEHACHAPI 5 6 | 1 | Closed | Line | NO | 51 | -31.6 | 60 | 1055.6 | 5.7 | 0.01 | -9.23
74188 | SODA SPRINGS 1 | 74190 | MONTPELIER 1 | 1 | Closed | Line | NO | 4.9 | -11.5 | 12.5 | 220.1 | 5.7 | 0.02 | -5.2
26088 | WELDON 2 | 26087 | WELDON 1 | 1 | Closed | Transformer | YES | 16.9 | 5.1 | 17.7 | 311.4 | 5.7 | 0 | 0.08
23159 | MADERA 4 3 | 23184 | FRESNO 14 1 | 1 | Closed | Line | NO | 59.3 | -29.6 | 66.2 | 1167.4 | 5.7 | 0.03 | -19.62
13384 | BONANZA 1 | 13370 | KLAMATH FALLS 2 1 | 1 | Closed | Line | NO | -1.2 | 7.5 | 7.6 | 168.2 | 5.7 | 0.01 | -1.98
74011 | MOSCOW 2 2 | 10669 | PULLMAN 1 1 | 1 | Closed | Line | NO | -9.4 | 2.1 | 9.6 | 182.9 | 5.7 | 0.01 | -2.22
10824 | POMEROY 1 1 | 10834 | POMEROY 1 11 | 1 | Closed | Transformer | YES | -75.6 | 7.1 | 75.9 | 1339.1 | 5.7 | 0.01 | 0.49
23154 | AVENAL 1 1 | 23266 | LEMOORE 3 2 | 1 | Closed | Line | NO | -4.8 | 0.2 | 4.8 | 201.7 | 5.7 | 0 | -10.18
28950 | BLYTHE 3 2 | 28713 | BLYTHE 1 1 | 1 | Closed | Line | NO | 5.4 | 5.7 | 7.8 | 178.8 | 5.7 | 0.02 | -2.89
23261 | BISHOP 1 1 | 23392 | BISHOP 4 2 | 1 | Closed | Line | NO | -10.7 | -1 | 10.8 | 195 | 5.7 | 0.01 | -3.6
28552 | CHULA VISTA 3 1 | 28580 | BONITA 1 | 1 | Closed | Line | NO | 3.5 | 9.2 | 9.9 | 177.4 | 5.7 | 0 | -0.18
29009 | NILAND 2 | 29008 | NILAND 1 | 1 | Closed | Transformer | YES | -16.3 | 2.6 | 16.5 | 292.9 | 5.6 | 0 | 0.06
30327 | BOULDER CITY 3 2 | 30329 | BOULDER CITY 3 4 | 1 | Closed | TransformerWinding | YES | 3 | 4.4 | 5.4 | 95.5 | 5.6 | 0 | -0.02
50127 | WEST JORDAN 4 1 | 50170 | SALT LAKE CITY 16 1 | 1 | Closed | Line | NO | 5.6 | 11.4 | 12.7 | 230.6 | 5.6 | 0 | -0.28
10824 | POMEROY 1 1 | 10829 | POMEROY 1 6 | 1 | Closed | Transformer | YES | -75.2 | 7.3 | 75.6 | 1343.9 | 5.6 | 0.01 | 0.72
10590 | RICHLAND 2 1 | 10589 | RICHLAND 1 1 | 1 | Closed | Line | NO | -8.9 | -5.1 | 10.2 | 182.6 | 5.6 | 0 | -0.4
20387 | REDDING 8 1 | 20390 | REDDING 8 4 | 1 | Closed | Transformer | YES | -70.4 | 6.3 | 70.6 | 1261.6 | 5.6 | 0.01 | 0.46
60631 | PEETZ 2 1 | 60653 | PEETZ 3 1 | 1 | Closed | Line | NO | 113.1 | -15.9 | 114.2 | 2307.2 | 5.6 | 0.05 | -77.06
13135 | SPRINGFIELD 2 1 | 13563 | SPRINGFIELD 5 2 | 1 | Closed | Line | NO | -8.3 | 7.1 | 10.9 | 201.9 | 5.6 | 0.01 | -0.55
30208 | HENDERSON 2 1 | 30355 | BUNKERVILLE 1 5 | 1 | Closed | Line | NO | -35.5 | -39.2 | 52.9 | 950.3 | 5.6 | 0.01 | -15.6
60627 | PEETZ 1 2 | 60626 | PEETZ 1 1 | 1 | Closed | Transformer | YES | 14.2 | 22.6 | 26.7 | 480.1 | 5.6 | 0 | 0.11
21326 | CASTRO VALLEY 2 1 | 21382 | CONCORD 5 1 | 1 | Closed | Line | NO | -33.4 | 46.8 | 57.5 | 1211.6 | 5.6 | 0.02 | -11.61
10809 | RICHLAND 4 2 | 10808 | RICHLAND 4 1 | 1 | Closed | Transformer | YES | -71.5 | -13.6 | 72.7 | 1314.7 | 5.5 | 0.01 | 0.6
25872 | BORON 1 4 | 25873 | BORON 1 5 | 1 | Closed | TransformerWinding | YES | 26.1 | 0 | 26.1 | 471.3 | 5.5 | 0 | 0.16
23503 | LA GRANGE 4 | 23504 | LA GRANGE 5 | 1 | Closed | TransformerWinding | YES | 27.9 | -2.1 | 28 | 506 | 5.5 | 0 | 0.22
77050 | BELT 1 | 77201 | GREAT FALLS 6 2 | 1 | Closed | Line | NO | -10.7 | -2.1 | 10.9 | 200.9 | 5.5 | 0.02 | -4.93
20047 | MOUNT SHASTA 1 | 20038 | WEED 1 | 1 | Closed | Line | NO | 1.6 | 7.3 | 7.5 | 171.8 | 5.5 | 0.01 | -1.98
40866 | CASA GRANDE 5 1 | 40890 | CHANDLER 16 1 | 1 | Closed | Line | NO | 93.4 | -77 | 121 | 2197 | 5.5 | 0.02 | -32.73
10251 | FEDERAL WAY 2 1 | 10183 | LAKEWOOD 4 1 | 1 | Closed | Line | NO | -9.1 | 5.1 | 10.4 | 192.2 | 5.5 | 0 | -0.31
28863 | SAN BERNARDINO 10 4 | 28864 | SAN BERNARDINO 10 5 | 1 | Closed | TransformerWinding | YES | 18.7 | 9.2 | 20.8 | 378.8 | 5.5 | 0 | 0.1
10874 | DAYTON 3 1 | 10881 | DAYTON 3 8 | 1 | Closed | Transformer | YES | -73.2 | 7.1 | 73.5 | 1335.8 | 5.5 | 0.01 | 0.49
21716 | BIRDS LANDING 5 1 | 20362 | RIO VISTA 2 2 | 1 | Closed | Line | NO | 4 | 8.6 | 9.4 | 178.4 | 5.5 | 0 | -0.4
25056 | SANTA BARBARA 3 1 | 25882 | GOLETA 3 3 | 1 | Closed | Line | NO | -6.5 | -6.2 | 9 | 163.1 | 5.5 | 0.01 | -2.08
53039 | HOLLOMAN AIR FORCE BASE 1 | 53033 | TULAROSA 1 | 1 | Closed | Line | NO | -4.2 | 2.6 | 4.9 | 128.3 | 5.5 | 0.01 | -3.01
25684 | SEAL BEACH 1 | 28001 | HUNTINGTON BEACH 1 1 | 1 | Closed | Line | NO | 8.4 | -5.2 | 9.9 | 181 | 5.5 | 0 | -0.13
25000 | CAMBRIA 1 | 25007 | SAN LUIS OBISPO 2 2 | 1 | Closed | Line | NO | 2.8 | 4.2 | 5 | 197.2 | 5.5 | 0.01 | -6.25
30180 | LAS VEGAS 44 2 | 30161 | LAS VEGAS 38 2 | 1 | Closed | Line | NO | 10.8 | 2.1 | 11 | 203.4 | 5.5 | 0 | -0.73
77120 | DILLON 2 1 | 74146 | SALMON 1 | 1 | Closed | Line | NO | 7.1 | -10.1 | 12.3 | 225.9 | 5.5 | 0.01 | -12.82
25168 | BAKERSFIELD 19 1 | 25138 | BAKERSFIELD 14 1 | 1 | Closed | Line | NO | -49.6 | -29.6 | 57.8 | 1057.7 | 5.5 | 0.02 | -15.29
30399 | LAS VEGAS 74 1 | 30405 | LAS VEGAS 74 7 | 1 | Closed | Transformer | YES | -64.3 | -29.9 | 70.9 | 1305.2 | 5.5 | 0.01 | 0.59
23339 | GROVELAND 1 2 | 23338 | GROVELAND 1 1 | 1 | Closed | Transformer | YES | -17.4 | 1.1 | 17.5 | 320.5 | 5.4 | 0 | 0.08
77096 | CASCADE 2 2 | 77271 | WOLF CREEK 2 | 1 | Closed | Line | NO | 0.4 | 8.8 | 8.8 | 208.9 | 5.4 | 0.01 | -2.51
13387 | BEND 2 2 | 13388 | BEND 3 1 | 1 | Closed | Line | NO | -3.3 | 9 | 9.6 | 206.8 | 5.4 | 0.01 | -1.65
60424 | COLORADO SPRINGS 3 1 | 60441 | COLORADO SPRINGS 5 1 | 1 | Closed | Line | NO | -6.3 | -3.5 | 7.2 | 133.1 | 5.4 | 0 | -0.42
28475 | SAN DIEGO 19 1 | 28523 | SAN DIEGO 34 1 | 1 | Closed | Line | NO | 4.4 | -8.4 | 9.5 | 175 | 5.4 | 0 | -1.2
50063 | MONROE 4 1 | 50057 | ELSINORE 1 | 1 | Closed | Line | NO | -7.6 | -10 | 12.6 | 232.7 | 5.4 | 0.01 | -2.53
13697 | BOARDMAN 4 3 | 13696 | BOARDMAN 4 2 | 1 | Closed | Transformer | YES | 17.1 | -2.7 | 17.3 | 319.8 | 5.4 | 0 | 0.09
20505 | COLFAX 3 2 | 20507 | COLFAX 3 4 | 1 | Closed | TransformerWinding | YES | 7.1 | -0.6 | 7.1 | 132.2 | 5.4 | 0 | 0.04
30202 | NORTH LAS VEGAS 10 2 | 30200 | NORTH LAS VEGAS 9 1 | 1 | Closed | Line | NO | 12.6 | -3.4 | 13.1 | 243.2 | 5.4 | 0 | -1.16
40002 | SOMERTON 1 | 40001 | SAN LUIS 2 1 | 1 | Closed | Line | NO | -1.6 | -6 | 6.2 | 115.4 | 5.4 | 0 | -0.31
25820 | RIDGECREST 2 1 | 25819 | RIDGECREST 1 4 | 1 | Closed | Line | NO | -10 | -1.6 | 10.2 | 189.3 | 5.4 | 0.01 | -2.17
13383 | MALIN 1 | 20271 | ALTURAS 1 | 1 | Closed | Line | NO | 6.5 | -7 | 9.5 | 177.9 | 5.4 | 0.02 | -9.25
30445 | RENO 24 1 | 30448 | RENO 24 4 | 1 | Closed | TransformerWinding | YES | -15.1 | 0.1 | 15.1 | 283 | 5.4 | 0 | 0.01
13383 | MALIN 1 | 20495 | MONTGOMERY CREEK 3 2 | 1 | Closed | Line | NO | 6.2 | -8.1 | 10.2 | 191.4 | 5.3 | 0.02 | -12.81
23309 | MODESTO 10 1 | 23443 | TURLOCK 5 2 | 1 | Closed | Line | NO | 33.9 | -51.1 | 61.3 | 1147.1 | 5.3 | 0.02 | -12.01
13523 | MADRAS 2 1 | 13527 | MADRAS 2 5 | 1 | Closed | Transformer | YES | -68.1 | 6.5 | 68.4 | 1280.4 | 5.3 | 0.01 | 0.42
30338 | BOULDER CITY 4 1 | 30342 | BOULDER CITY 4 5 | 1 | Closed | Transformer | YES | -25.4 | -10.1 | 27.4 | 514.4 | 5.3 | 0 | 0.23
21682 | BIRDS LANDING 3 4 | 20364 | RIO VISTA 2 4 | 1 | Closed | Line | NO | -39.3 | 33.4 | 51.6 | 1029.5 | 5.3 | 0.01 | -4.91
50137 | SALT LAKE CITY 10 1 | 50127 | WEST JORDAN 4 1 | 1 | Closed | Line | NO | 0.4 | -12.2 | 12.2 | 228.8 | 5.3 | 0 | -0.85
40661 | ROCK POINT 1 | 40650 | DENNEHOTSO 1 | 1 | Closed | Line | NO | -6.6 | 0.2 | 6.6 | 127.1 | 5.3 | 0.01 | -1.39
10401 | BOTHELL 1 3 | 10268 | SEATTLE 16 1 | 1 | Closed | Line | NO | -4.2 | -7.7 | 8.8 | 165.8 | 5.3 | 0 | -0.27
10090 | PORT ORCHARD 2 1 | 10149 | OLALLA 1 | 1 | Closed | Line | NO | 6.2 | -6.8 | 9.2 | 172.9 | 5.3 | 0.01 | -1.24
40523 | TUCSON 20 1 | 40541 | TUCSON 32 1 | 1 | Closed | Line | NO | 5.9 | 1.9 | 6.2 | 126.9 | 5.3 | 0 | -1.38
11011 | GRAND COULEE 1 | 11020 | GRAND COULEE 10 | 1 | Closed | Transformer | YES | -52.3 | -19.8 | 55.9 | 1056.9 | 5.3 | 0 | 0.3
53164 | HATCH 1 | 53169 | ARREY 2 | 1 | Closed | Line | NO | -4.9 | -3.9 | 6.2 | 117.5 | 5.3 | 0 | -4.78
10874 | DAYTON 3 1 | 10879 | DAYTON 3 6 | 1 | Closed | Transformer | YES | -70.4 | 7 | 70.8 | 1338.5 | 5.3 | 0 | 0.39
74311 | AMERICAN FALLS 4 1 | 74315 | AMERICAN FALLS 4 5 | 1 | Closed | TransformerWinding | YES | -42.3 | -23.3 | 48.3 | 914.8 | 5.3 | 0 | 0
53066 | ALBUQUERQUE 1 1 | 53070 | ALBUQUERQUE 2 3 | 1 | Closed | Line | NO | 3.4 | 3.3 | 4.7 | 117 | 5.3 | 0 | -1.92
50200 | SALT LAKE CITY 22 1 | 50139 | SALT LAKE CITY 11 1 | 1 | Closed | Line | NO | -9.9 | -6.8 | 12 | 228.7 | 5.3 | 0 | -0.57
74084 | BOISE 3 2 | 74088 | BOISE 5 1 | 1 | Closed | Line | NO | -0.6 | 8.2 | 8.2 | 171.9 | 5.2 | 0 | -0.78
23223 | SANGER 2 1 | 23222 | SANGER 1 1 | 1 | Closed | Line | NO | -4.2 | 7.8 | 8.9 | 184.9 | 5.2 | 0 | -0.9
30314 | VALMY 2 | 30313 | VALMY 1 | 1 | Closed | Transformer | YES | -36.3 | -43 | 56.3 | 1080.8 | 5.2 | 0 | 0.3
21581 | LIVERMORE 3 1 | 23061 | PATTERSON 2 1 | 1 | Closed | Line | NO | 8.5 | -5.4 | 10 | 192.5 | 5.2 | 0.01 | -3.1
21040 | SANTA ROSA 8 1 | 21041 | SANTA ROSA 9 1 | 1 | Closed | Line | NO | -8.4 | 1.9 | 8.6 | 185.9 | 5.2 | 0 | -2.83
60735 | NUCLA 2 | 60734 | NUCLA 1 | 1 | Closed | Transformer | YES | -7.6 | -22 | 23.3 | 449.2 | 5.2 | 0 | 0.08
25026 | SAN LUIS OBISPO 4 1 | 25016 | ATASCADERO 2 1 | 1 | Closed | Line | NO | -2.9 | -8 | 8.5 | 164.8 | 5.2 | 0 | -2.84
28731 | HOLTVILLE 2 2 | 28730 | HOLTVILLE 2 1 | 1 | Closed | Transformer | YES | 3.2 | -14 | 14.3 | 277.4 | 5.2 | 0 | 0.05
28115 | TUSTIN 1 1 | 28045 | GARDEN GROVE 4 1 | 1 | Closed | Line | NO | -4.4 | 7.7 | 8.9 | 175.1 | 5.2 | 0 | -0.24
77035 | LEWISTOWN 2 | 77043 | HARLOWTON 1 | 1 | Closed | Line | NO | -4.5 | 2.2 | 5 | 174.5 | 5.2 | 0.03 | -5.65
10216 | BELLINGHAM 6 1 | 10222 | BOW 1 | 1 | Closed | Line | NO | -10.8 | -2.2 | 11.1 | 214.4 | 5.2 | 0 | -1.42
60632 | PEETZ 2 2 | 60821 | FLEMING 6 | 1 | Closed | Line | NO | -11.9 | -18.3 | 21.9 | 424.1 | 5.2 | 0.01 | -10.41
10593 | RICHLAND 3 3 | 10605 | KENNEWICK 5 1 | 1 | Closed | Line | NO | 0.8 | 0.5 | 0.9 | 155 | 5.1 | 0 | -7.46
28826 | CALIPATRIA 3 1 | 28830 | CALIPATRIA 3 5 | 1 | Closed | Transformer | YES | -13.3 | 0.1 | 13.3 | 259.8 | 5.1 | 0 | 0.11
77295 | GREAT FALLS 11 2 | 77292 | GREAT FALLS 10 2 | 1 | Closed | Line | NO | 7.3 | 7.5 | 10.4 | 220.5 | 5.1 | 0 | -1.2
10390 | SUMNER 1 | 10449 | AUBURN 5 1 | 1 | Closed | Line | NO | 8.6 | -4.5 | 9.7 | 188.2 | 5.1 | 0 | -2.77
28760 | NIPTON 1 3 | 28759 | NIPTON 1 2 | 1 | Closed | Transformer | YES | -14.6 | 7.5 | 16.5 | 321.2 | 5.1 | 0 | 0.06
60044 | RIFLE 1 1 | 60045 | PARACHUTE 1 | 1 | Closed | Line | NO | -3.2 | -4.6 | 5.6 | 109.9 | 5.1 | 0 | -4.66
28330 | CARLSBAD 1 1 | 28391 | VISTA 2 2 | 1 | Closed | Line | NO | -7.6 | 5.2 | 9.2 | 190 | 5.1 | 0 | -0.88
25144 | LAMONT 1 | 25169 | BAKERSFIELD 19 2 | 1 | Closed | Line | NO | 8.9 | 0.6 | 8.9 | 184.4 | 5.1 | 0 | -2.49
30018 | RENO 6 1 | 30033 | RENO 14 1 | 1 | Closed | Line | NO | 9.9 | 5.1 | 11.1 | 249.5 | 5.1 | 0 | -2.84
30231 | LAS VEGAS 64 1 | 30239 | HENDERSON 13 1 | 1 | Closed | Line | NO | -10.4 | 3.2 | 10.9 | 215.7 | 5.1 | 0 | -0.19
70003 | AFTON 2 | 70004 | ALPINE 3 1 | 1 | Closed | Line | NO | 4 | 3.5 | 5.3 | 188 | 5.1 | 0 | -5.22
74098 | BOISE 8 5 | 74078 | BOISE 2 2 | 1 | Closed | Line | NO | -9.6 | -3.3 | 10.1 | 199.9 | 5.1 | 0 | -0.34
28737 | DESERT CENTER 1 | 28740 | DESERT CENTER 4 | 1 | Closed | Transformer | YES | -52.3 | 0.2 | 52.3 | 1031.4 | 5.1 | 0 | 0.21
21341 | HAYWARD 6 1 | 21255 | REDWOOD CITY 6 1 | 1 | Closed | Line | NO | 5.5 | -5.4 | 7.7 | 152.8 | 5.1 | 0 | -1.44
60246 | BERTHOUD 1 | 60413 | WINDSOR 3 2 | 1 | Closed | Line | NO | -4.3 | -6.5 | 7.8 | 154.6 | 5.1 | 0 | -9.4
13171 | MEDFORD 1 1 | 13058 | GRANTS PASS 3 1 | 1 | Closed | Line | NO | -48.4 | -29.2 | 56.5 | 1121.4 | 5 | 0.04 | -22.47
60652 | LIMON 2 5 | 60766 | LIMON 4 1 | 1 | Closed | Line | NO | -57.7 | -91.5 | 108.1 | 2145.4 | 5 | 0.02 | -51.13
74286 | PRESTON 2 3 | 74190 | MONTPELIER 1 | 1 | Closed | Line | NO | -9.4 | -7.2 | 11.8 | 234.6 | 5 | 0.02 | -4.72
11067 | ROOSEVELT 2 1 | 10983 | BICKLETON 3 1 | 1 | Closed | Line | NO | 18.9 | 36.5 | 41.1 | 1014.8 | 5 | 0 | -10.98
70010 | PINEDALE 1 | 70009 | BIG PINEY 1 | 1 | Closed | Line | NO | 5.8 | -12.1 | 13.4 | 266.7 | 5 | 0.02 | -7.01
10674 | OTIS ORCHARDS 1 | 10679 | NEWMAN LAKE 1 | 1 | Closed | Line | NO | -9.4 | -1.5 | 9.5 | 189.8 | 5 | 0 | -0.89
20021 | REDWOOD VALLEY 1 | 20019 | WILLITS 1 | 1 | Closed | Line | NO | -8.6 | -0.7 | 8.6 | 179.1 | 5 | 0 | -3.42
28959 | DAGGETT 1 | 28961 | DAGGETT 3 | 1 | Closed | Transformer | YES | -15.2 | 0.1 | 15.2 | 303.8 | 5 | 0 | 0.06
26118 | MOJAVE 13 7 | 25956 | MOJAVE 5 12 | 1 | Closed | Line | NO | 34.7 | 34.3 | 48.8 | 1033.5 | 5 | 0 | -3.96
40794 | PHOENIX 73 1 | 40804 | PHOENIX 73 11 | 1 | Closed | Transformer | YES | -52.9 | 6.2 | 53.2 | 1066.4 | 5 | 0 | 0.26
40794 | PHOENIX 73 1 | 40803 | PHOENIX 73 10 | 1 | Closed | Transformer | YES | -52.9 | 6.2 | 53.2 | 1067.5 | 5 | 0 | 0.28
50233 | OREM 1 1 | 50104 | EAGLE MOUNTAIN 1 | 1 | Closed | Line | NO | 3.1 | 8.3 | 8.9 | 227.9 | 5 | 0 | -2.6
13516 | WASCO 2 1 | 13521 | WASCO 2 6 | 1 | Closed | Transformer | YES | -7.5 | 1.3 | 7.6 | 152.2 | 5 | 0 | 0.04
23392 | BISHOP 4 2 | 23391 | BISHOP 4 1 | 1 | Closed | Transformer | YES | -11.2 | 10.3 | 15.2 | 305.3 | 5 | 0 | 0.07
13383 | MALIN 1 | 20323 | BURNEY 2 1 | 1 | Closed | Line | NO | 7 | -5.2 | 8.7 | 191.2 | 5 | 0.03 | -11.66
60119 | SALIDA 2 | 60141 | COTOPAXI 2 | 1 | Closed | Line | NO | -2.4 | -5.6 | 6.1 | 123.4 | 5 | 0.01 | -3.77
25869 | BORON 1 1 | 25873 | BORON 1 5 | 1 | Closed | TransformerWinding | YES | -46.7 | 0.3 | 46.7 | 942.5 | 5 | 0 | 0.01
20059 | REDDING 5 1 | 20042 | REDDING 2 1 | 1 | Closed | Line | NO | 8 | -3.9 | 8.9 | 179.2 | 5 | 0 | -1.52
77227 | HUNGRY HORSE 7 | 77287 | KEVIN 1 | 1 | Closed | Line | NO | -33.6 | -40.9 | 53 | 1124.3 | 4.9 | 0.07 | -85.06
20032 | KELSEYVILLE 1 | 20029 | LAKEPORT 1 | 1 | Closed | Line | NO | -8.9 | 0.9 | 9 | 183.7 | 4.9 | 0 | -0.79
74167 | POCATELLO 4 1 | 74308 | IONA 2 1 | 1 | Closed | Line | NO | 40.1 | -37.2 | 54.7 | 1107.7 | 4.9 | 0.05 | -37.94
74218 | BOISE 14 1 | 74222 | BOISE 14 5 | 1 | Closed | Transformer | YES | -5.3 | -2.9 | 6 | 121.4 | 4.9 | 0 | 0.03
60639 | FOUNTAIN 3 6 | 60158 | CANON CITY 2 1 | 1 | Closed | Line | NO | 21 | -8.8 | 22.8 | 496.5 | 4.9 | 0.03 | -21.33
30214 | HENDERSON 5 1 | 30236 | HENDERSON 10 2 | 1 | Closed | Line | NO | 10.6 | 4.9 | 11.7 | 242.6 | 4.9 | 0 | -0.58
50292 | MIDWAY 3 | 50254 | AMERICAN FORK 1 1 | 1 | Closed | Line | NO | 9.4 | -6.1 | 11.2 | 227.1 | 4.9 | 0 | -4.02
40715 | WILLIAMS 3 1 | 40260 | COTTONWOOD 2 1 | 1 | Closed | Line | NO | 5.2 | 3.5 | 6.2 | 2911.2 | 4.9 | 0.04 | -139.5
13383 | MALIN 1 | 20475 | BURNEY 3 1 | 1 | Closed | Line | NO | 6 | -5.8 | 8.3 | 189.8 | 4.9 | 0.02 | -12.91
23021 | TRACY 6 1 | 23019 | TRACY 5 1 | 1 | Closed | Line | NO | -9 | -2.5 | 9.4 | 190.6 | 4.9 | 0 | -0.62
10676 | GREENACRES 1 | 74003 | POST FALLS 2 1 | 1 | Closed | Line | NO | -1.7 | -9.7 | 9.9 | 201.1 | 4.9 | 0 | -5.1
13017 | LINCOLN CITY 1 | 13022 | TOLEDO 1 1 | 1 | Closed | Line | NO | -5.1 | -6.6 | 8.3 | 170.2 | 4.9 | 0 | -3.24
25870 | BORON 1 2 | 25869 | BORON 1 1 | 1 | Closed | Transformer | YES | -13.3 | 4.7 | 14.1 | 289.8 | 4.9 | 0 | 0.05
60789 | PUEBLO 13 5 | 60790 | PUEBLO 13 6 | 1 | Closed | TransformerWinding | YES | 33.2 | 17 | 37.3 | 764.6 | 4.9 | 0 | 0.21
60788 | PUEBLO 13 4 | 60790 | PUEBLO 13 6 | 1 | Closed | TransformerWinding | YES | 33.2 | 17 | 37.3 | 764.6 | 4.9 | 0 | 0.21
53162 | TRUTH OR CONSEQUENCES 3 | 53164 | HATCH 1 | 1 | Closed | Line | NO | -3.3 | -3 | 4.5 | 111 | 4.9 | 0.01 | -7.25
28716 | NEEDLES 2 | 30285 | SEARCHLIGHT 2 | 1 | Closed | Line | NO | 5.7 | 0.2 | 5.7 | 179.3 | 4.9 | 0.01 | -6.47
28718 | HINKLEY 1 2 | 28723 | HINKLEY 1 7 | 1 | Closed | Transformer | YES | -10 | 0.1 | 10 | 205.5 | 4.9 | 0 | 0.06
60785 | PUEBLO 13 1 | 60790 | PUEBLO 13 6 | 1 | Closed | TransformerWinding | YES | -66.4 | -33.4 | 74.3 | 1529.2 | 4.9 | 0.01 | 0.07
13358 | OAKRIDGE 1 | 13513 | LOWELL 2 1 | 1 | Closed | Line | NO | 8.9 | -4.7 | 10.1 | 206.7 | 4.9 | 0 | -1.33
60706 | HAYDEN 2 3 | 60065 | CRAIG 1 1 | 1 | Closed | Line | NO | 3.8 | 2.1 | 4.3 | 130.4 | 4.9 | 0.01 | -2.99
30122 | LAS VEGAS 14 3 | 30136 | LAS VEGAS 22 3 | 1 | Closed | Line | NO | 10.9 | -3.3 | 11.4 | 234.6 | 4.8 | 0 | -0.34
10365 | PUYALLUP 6 1 | 10230 | SPANAWAY 1 1 | 1 | Closed | Line | NO | -3.1 | -8.1 | 8.7 | 178.8 | 4.8 | 0 | -0.85
10011 | PORT ANGELES 1 1 | 10001 | NEAH BAY 1 | 1 | Closed | Line | NO | -6.9 | -4.3 | 8.1 | 167.9 | 4.8 | 0.01 | -6.29
50378 | COLLINSTON 1 | 50173 | SMITHFIELD 1 | 1 | Closed | Line | NO | -7.9 | 5.2 | 9.5 | 214 | 4.8 | 0 | -1.45
23193 | FRESNO 18 1 | 23191 | FRESNO 17 1 | 1 | Closed | Line | NO | -9.6 | -3.3 | 10.2 | 210.7 | 4.8 | 0 | -0.65
28042 | FOUNTAIN VALLEY 2 1 | 28012 | WESTMINSTER 2 2 | 1 | Closed | Line | NO | -0.8 | -9.1 | 9.2 | 190.5 | 4.8 | 0 | -0.46
50346 | BLANDING 2 | 50348 | BLANDING 4 | 1 | Closed | TransformerWinding | YES | 2.7 | 0.7 | 2.8 | 58.5 | 4.8 | 0 | 0.01
60866 | PEETZ 4 2 | 60633 | PEETZ 2 3 | 1 | Closed | Line | NO | 6.3 | 0.7 | 6.3 | 132.7 | 4.8 | 0 | -0.53
10536 | WAPATO 1 | 10532 | YAKIMA 4 1 | 1 | Closed | Line | NO | 5.5 | -6.6 | 8.6 | 180.1 | 4.8 | 0 | -1.02
77110 | HELENA 3 1 | 77109 | HELENA 2 1 | 1 | Closed | Line | NO | 8.7 | 0.6 | 8.8 | 186.9 | 4.8 | 0 | -1.23
53135 | ALBUQUERQUE 26 1 | 53266 | ALBUQUERQUE 30 1 | 1 | Closed | Line | NO | -9.8 | 8.8 | 13.2 | 425.1 | 4.8 | 0.01 | -8.96
50223 | RICHMOND 6 3 | 50224 | RICHMOND 6 4 | 1 | Closed | TransformerWinding | YES | -7.1 | -2.2 | 7.4 | 159.2 | 4.8 | 0.02 | 0.47
50254 | AMERICAN FORK 1 1 | 50237 | SALT LAKE CITY 26 1 | 1 | Closed | Line | NO | 10 | -3.4 | 10.6 | 222.4 | 4.8 | 0 | -2.09
77169 | KILA 1 | 77154 | LAKESIDE 4 1 | 1 | Closed | Line | NO | 5.4 | 3.4 | 6.4 | 187.8 | 4.8 | 0 | -3.71
60141 | COTOPAXI 2 | 60154 | WESTCLIFFE 3 | 1 | Closed | Line | NO | 2.1 | 1 | 2.4 | 81 | 4.7 | 0 | -2.2
70142 | CHEYENNE 7 8 | 70143 | CHEYENNE 7 9 | 1 | Closed | TransformerWinding | YES | 13.9 | 17 | 21.9 | 463.2 | 4.7 | 0 | 0.14
50140 | WELLSVILLE 1 | 50265 | HYRUM 1 | 1 | Closed | Line | NO | -0.5 | -10.6 | 10.6 | 223.4 | 4.7 | 0 | -3.71
23170 | MADERA 5 1 | 23172 | FRESNO 6 1 | 1 | Closed | Line | NO | -8 | -3.4 | 8.7 | 184.1 | 4.7 | 0 | -1.38
30238 | HENDERSON 12 1 | 30240 | HENDERSON 14 1 | 1 | Closed | Line | NO | -11.3 | -2.1 | 11.5 | 243.7 | 4.7 | 0 | -1.05
53174 | COLUMBUS 1 1 | 53175 | DEMING 1 1 | 1 | Closed | Line | NO | 2.5 | -0.5 | 2.6 | 97.4 | 4.7 | 0 | -4.35
40022 | LAKE HAVASU CITY 1 1 | 40026 | LAKE HAVASU CITY 2 2 | 1 | Closed | Line | NO | -1 | -4.5 | 4.6 | 97.9 | 4.7 | 0 | -1.05
70122 | KEMMERER 2 1 | 50436 | EVANSTON 2 8 | 1 | Closed | Line | NO | 4.1 | -50.5 | 50.7 | 1082.5 | 4.7 | 0.02 | -38.41
21033 | ROHNERT PARK 1 2 | 21056 | PETALUMA 3 1 | 1 | Closed | Line | NO | -8.3 | -0.1 | 8.3 | 181.6 | 4.7 | 0 | -2.06
25113 | SANTA PAULA 1 1 | 25114 | SANTA PAULA 2 1 | 1 | Closed | Line | NO | -1.2 | -8 | 8.1 | 174.2 | 4.7 | 0 | -0.82
77077 | GREAT FALLS 5 1 | 77201 | GREAT FALLS 6 2 | 1 | Closed | Line | NO | -7.6 | 2.7 | 8 | 179.3 | 4.7 | 0 | -0.91
60622 | WALSH 1 | 60759 | LAMAR 4 3 | 1 | Closed | Line | NO | 2.3 | -0.4 | 2.4 | 115.5 | 4.7 | 0.01 | -5.28
23001 | CARMEL 1 | 23002 | MONTEREY 1 | 1 | Closed | Line | NO | 8.1 | 2.9 | 8.6 | 189.9 | 4.7 | 0 | -0.71
28705 | CALEXICO 2 1 | 28704 | CALEXICO 1 1 | 1 | Closed | Line | NO | -7.8 | -3.8 | 8.7 | 186.8 | 4.6 | 0 | -1.29
10238 | CAMAS 2 1 | 10237 | CAMAS 1 1 | 1 | Closed | Line | NO | 8 | -3.4 | 8.7 | 187.9 | 4.6 | 0 | -0.4
50103 | SALT LAKE CITY 6 1 | 50137 | SALT LAKE CITY 10 1 | 1 | Closed | Line | NO | 4.8 | 7.8 | 9.2 | 204.2 | 4.6 | 0 | -0.25
28726 | NORTH PALM SPRINGS 1 1 | 28764 | DESERT HOT SPRINGS 4 3 | 1 | Closed | Line | NO | -8.4 | 1.4 | 8.5 | 188.8 | 4.6 | 0 | -0.95
28312 | VICTORVILLE 4 1 | 28270 | ADELANTO 1 3 | 1 | Closed | Line | NO | 8.2 | 1.6 | 8.4 | 184.9 | 4.6 | 0 | -0.65
20316 | MONTGOMERY CREEK 1 1 | 20319 | MONTGOMERY CREEK 1 4 | 1 | Closed | Transformer | YES | -51.5 | 4.4 | 51.7 | 1124 | 4.6 | 0 | 0.25
30022 | RENO 8 2 | 30042 | RENO 15 2 | 1 | Closed | Line | NO | -10.6 | -4.1 | 11.3 | 247.7 | 4.6 | 0 | -0.86
23291 | AUBERRY 1 1 | 23297 | AUBERRY 1 7 | 1 | Closed | Transformer | YES | -10.2 | 0.6 | 10.2 | 224.3 | 4.6 | 0 | 0.05
30399 | LAS VEGAS 74 1 | 30408 | LAS VEGAS 74 10 | 1 | Closed | Transformer | YES | -50.7 | -30.2 | 59 | 1301 | 4.5 | 0 | 0.24
74185 | SAINT ANTHONY 3 | 74170 | IDAHO FALLS 1 1 | 1 | Closed | Line | NO | 5.7 | -7.7 | 9.6 | 210.9 | 4.5 | 0.01 | -5.13
74185 | SAINT ANTHONY 3 | 74181 | REXBURG 2 1 | 1 | Closed | Line | NO | 5.2 | -8.8 | 10.2 | 224.8 | 4.5 | 0.01 | -1.07
60165 | LYONS 2 2 | 60167 | LYONS 2 4 | 1 | Closed | TransformerWinding | YES | -2.6 | -0.5 | 2.7 | 58.9 | 4.5 | 0 | 0.01
28354 | CARLSBAD 3 1 | 28334 | CARLSBAD 2 1 | 1 | Closed | Line | NO | -6.9 | -5 | 8.5 | 188.5 | 4.5 | 0 | -0.34
30264 | WEST WENDOVER 1 | 50006 | WENDOVER 1 | 1 | Closed | Line | NO | -10.9 | 1 | 10.9 | 277 | 4.5 | 0.01 | -5.03
60130 | FRASER 1 | 60126 | GRANBY 1 | 1 | Closed | Line | NO | -5.8 | -2 | 6.1 | 137.2 | 4.5 | 0 | -1.81
60632 | PEETZ 2 2 | 60631 | PEETZ 2 1 | 1 | Closed | Transformer | YES | -21.7 | 6.4 | 22.6 | 505.4 | 4.5 | 0 | 0.12
60076 | GLENWOOD SPRINGS 1 | 60080 | GYPSUM 1 | 1 | Closed | Line | NO | 4.9 | 0.1 | 4.9 | 116.3 | 4.5 | 0 | -1.69
28966 | HEBER 3 2 | 28968 | HEBER 3 4 | 1 | Closed | TransformerWinding | YES | -5 | 10.2 | 11.4 | 256.2 | 4.4 | 0 | 0.01
30243 | WELLS 1 | 30265 | WEST WENDOVER 2 | 1 | Closed | Line | NO | 2.6 | -9.4 | 9.7 | 219.5 | 4.4 | 0.01 | -14.03
25928 | LONG BEACH 25 2 | 25973 | LONG BEACH 26 2 | 1 | Closed | Line | NO | -8.9 | -3.3 | 9.5 | 215.3 | 4.4 | 0 | -0.23
29055 | TWENTYNINE PALMS 3 2 | 28693 | TWENTYNINE PALMS 1 3 | 1 | Closed | Line | NO | 1.3 | 6 | 6.2 | 186.9 | 4.4 | 0 | -2.14
40794 | PHOENIX 73 1 | 40797 | PHOENIX 73 4 | 1 | Closed | Transformer | YES | -63.1 | 6.2 | 63.4 | 1436.7 | 4.4 | 0 | 0.31
11011 | GRAND COULEE 1 | 11025 | GRAND COULEE 15 | 1 | Closed | Transformer | YES | -40.9 | -19.9 | 45.5 | 1036 | 4.4 | 0 | 0.21
13679 | IDLEYLD PARK 5 1 | 13600 | IDLEYLD PARK 1 1 | 1 | Closed | Line | NO | -7.9 | -1.2 | 8 | 182.1 | 4.4 | 0 | -1.56
23392 | BISHOP 4 2 | 23260 | MAMMOTH LAKES 2 | 1 | Closed | Line | NO | 0.4 | -7.7 | 7.7 | 175 | 4.4 | 0 | -1.95
28737 | DESERT CENTER 1 | 28742 | DESERT CENTER 6 | 1 | Closed | Transformer | YES | -44.5 | 0.2 | 44.5 | 1013.7 | 4.4 | 0 | 0.19
25871 | BORON 1 3 | 25873 | BORON 1 5 | 1 | Closed | TransformerWinding | YES | 20.6 | 0 | 20.6 | 471.3 | 4.4 | 0 | 0.1
28948 | CALIPATRIA 7 1 | 29053 | CALIPATRIA 10 4 | 1 | Closed | Line | NO | 7.7 | -3.1 | 8.3 | 189 | 4.4 | 0 | -1.77
25044 | SANTA MARIA 5 1 | 25039 | SANTA MARIA 4 1 | 1 | Closed | Line | NO | -1 | 5.6 | 5.7 | 178.4 | 4.4 | 0 | -2.16
11011 | GRAND COULEE 1 | 11023 | GRAND COULEE 13 | 1 | Closed | Transformer | YES | -40.8 | -19.9 | 45.4 | 1041.6 | 4.4 | 0 | 0.21
28804 | HEBER 2 1 | 28966 | HEBER 3 2 | 1 | Closed | Line | NO | -6.3 | -4.7 | 7.9 | 180.5 | 4.4 | 0 | -0.27
80073 | TORNILLO 1 | 80083 | SIERRA BLANCA 1 | 1 | Closed | Line | NO | 0.3 | -4.4 | 4.4 | 100.4 | 4.4 | 0 | -5.26
40699 | DATELAND 1 2 | 40698 | DATELAND 1 1 | 1 | Closed | Transformer | YES | -21.8 | 3.6 | 22 | 505.6 | 4.4 | 0 | 0.11
13581 | LOWELL 4 2 | 13586 | LOWELL 4 7 | 1 | Closed | Transformer | YES | -11.7 | 0.8 | 11.7 | 270.4 | 4.3 | 0 | 0.06
23451 | TRACY 8 2 | 23456 | TRACY 8 7 | 1 | Closed | Transformer | YES | -11.7 | 0.9 | 11.7 | 270.5 | 4.3 | 0 | 0.07
70007 | KEMMERER 1 1 | 70124 | KEMMERER 2 3 | 1 | Closed | Line | NO | -5 | -8.1 | 9.6 | 221 | 4.3 | 0 | -4.28
30399 | LAS VEGAS 74 1 | 30414 | LAS VEGAS 74 16 | 1 | Closed | Transformer | YES | -39.7 | -30.2 | 49.9 | 1161 | 4.3 | 0 | 0.23
70135 | CHEYENNE 7 1 | 70143 | CHEYENNE 7 9 | 1 | Closed | TransformerWinding | YES | -21.2 | -33.7 | 39.8 | 926.3 | 4.3 | 0 | 0
30160 | LAS VEGAS 38 1 | 30163 | LAS VEGAS 38 4 | 1 | Closed | TransformerWinding | YES | -7.3 | -1.4 | 7.4 | 173.3 | 4.3 | 0 | 0.12
74187 | PRESTON 1 1 | 50222 | RICHMOND 6 2 | 1 | Closed | Line | NO | -8.1 | 1.6 | 8.2 | 214.4 | 4.3 | 0.01 | -2.79
23429 | HANFORD 3 5 | 23265 | LEMOORE 3 1 | 1 | Closed | Line | NO | -43.9 | 0.9 | 43.9 | 1104.9 | 4.3 | 0.02 | -16.82
30006 | STATELINE 1 | 30009 | STATELINE 4 | 1 | Closed | TransformerWinding | YES | -7.3 | -2.6 | 7.7 | 181.8 | 4.3 | 0 | 0.14
30447 | RENO 24 3 | 30448 | RENO 24 4 | 1 | Closed | TransformerWinding | YES | 6 | 0 | 6 | 141.5 | 4.3 | 0 | 0.03
60219 | FLORENCE 4 1 | 60156 | CANON CITY 1 1 | 1 | Closed | Line | NO | 4 | -4.1 | 5.8 | 135 | 4.3 | 0 | -3.21
70009 | BIG PINEY 1 | 70026 | LANDER 1 | 1 | Closed | Line | NO | 4.2 | -1 | 4.4 | 271 | 4.3 | 0.01 | -11.74
74244 | RUPERT 2 1 | 74247 | RUPERT 2 4 | 1 | Closed | TransformerWinding | YES | -5.4 | 0.4 | 5.4 | 127.8 | 4.3 | 0 | 0
13514 | CONDON 1 | 13683 | ARLINGTON 8 3 | 1 | Closed | Line | NO | 7.7 | -2.5 | 8.1 | 190.6 | 4.2 | 0 | -1.21
26077 | WHITTIER 9 3 | 26079 | WHITTIER 9 5 | 1 | Closed | TransformerWinding | YES | 14.9 | -1.7 | 15 | 353.7 | 4.2 | 0 | 0.1
25004 | SAN LUIS OBISPO 1 1 | 25009 | PASO ROBLES 2 1 | 1 | Closed | Line | NO | -7.5 | -46 | 46.6 | 1100.8 | 4.2 | 0.01 | -35.1
30101 | LAS VEGAS 2 1 | 30129 | LAS VEGAS 18 2 | 1 | Closed | Line | NO | -4.4 | -8.9 | 9.9 | 234.2 | 4.2 | 0 | -1.03
74314 | AMERICAN FALLS 4 4 | 74315 | AMERICAN FALLS 4 5 | 1 | Closed | TransformerWinding | YES | 15.2 | 11.8 | 19.3 | 457.4 | 4.2 | 0 | 0.11
20410 | ALTA 1 1 | 20422 | FORESTHILL 2 5 | 1 | Closed | Line | NO | 28.1 | -37 | 46.5 | 1106.2 | 4.2 | 0.01 | -21.24
60498 | PARKER 3 1 | 60842 | DENVER 57 7 | 1 | Closed | Line | NO | 1.8 | 8.6 | 8.8 | 497.4 | 4.2 | 0 | -12.14
21591 | STOCKTON 1 2 | 23058 | ACAMPO 1 | 1 | Closed | Line | NO | 4.7 | -5.9 | 7.6 | 180.4 | 4.2 | 0 | -1.86
28814 | TRONA 1 | 23335 | INYOKERN 2 5 | 1 | Closed | Line | NO | 27 | -1.8 | 27.1 | 1034.5 | 4.2 | 0.01 | -35.64
10681 | MATTAWA 2 2 | 10689 | MATTAWA 2 10 | 1 | Closed | Transformer | YES | -9 | -4.9 | 10.3 | 246.8 | 4.2 | 0 | 0.05
10984 | BICKLETON 3 2 | 10983 | BICKLETON 3 1 | 1 | Closed | Transformer | YES | 9 | 7.5 | 11.7 | 281.2 | 4.2 | 0 | 0.04
74149 | HEYBURN 3 | 74152 | PAUL 2 | 1 | Closed | Line | NO | 0.1 | 6.7 | 6.7 | 183.6 | 4.2 | 0 | -0.95
40128 | SUN CITY 6 1 | 40113 | SUN CITY WEST 2 2 | 1 | Closed | Line | NO | -5.2 | 1.2 | 5.4 | 130.8 | 4.2 | 0 | -0.31
70068 | DOUGLAS 3 1 | 70103 | GLENROCK 3 1 | 1 | Closed | Line | NO | -6.1 | -4.5 | 7.6 | 183.5 | 4.1 | 0.01 | -4.21
28965 | HEBER 3 1 | 28975 | HEBER 3 11 | 1 | Closed | Transformer | YES | -10.3 | 0 | 10.3 | 250.1 | 4.1 | 0 | 0.04
28398 | SAN DIEGO 3 1 | 28456 | SAN DIEGO 15 1 | 1 | Closed | Line | NO | -3.3 | -2.6 | 4.2 | 167.1 | 4.1 | 0 | -8.59
13453 | BLUE RIVER 1 | 13456 | BLUE RIVER 4 | 1 | Closed | TransformerWinding | YES | -2.4 | -16.6 | 16.8 | 409.1 | 4.1 | 0 | 0.05
74166 | INKOM 1 | 74271 | IONA 1 1 | 1 | Closed | Line | NO | -4.7 | -6.6 | 8.2 | 198.7 | 4.1 | 0 | -10.17
28032 | FULLERTON 1 1 | 25790 | DIAMOND BAR 2 1 | 1 | Closed | Line | NO | 4.7 | -5.3 | 7.1 | 173.5 | 4.1 | 0 | -0.32
10656 | SPOKANE 14 2 | 10648 | SPOKANE 9 1 | 1 | Closed | Line | NO | -6.7 | -3.2 | 7.4 | 180.9 | 4.1 | 0 | -1.05
10785 | BELLINGHAM 7 2 | 10784 | BELLINGHAM 7 1 | 1 | Closed | Transformer | YES | -18.2 | -6 | 19.2 | 469.3 | 4.1 | 0 | 0.09
20025 | UKIAH 2 1 | 20013 | MENDOCINO 2 | 1 | Closed | Line | NO | 0.5 | 1 | 1.1 | 165.8 | 4.1 | 0 | -5.74
13054 | MONROE 3 1 | 13052 | VENETA 1 | 1 | Closed | Line | NO | 5.1 | -6.8 | 8.5 | 208.4 | 4.1 | 0.01 | -3.32
74121 | CASCADE 1 1 | 74116 | MCCALL 1 | 1 | Closed | Line | NO | -6.1 | -1.6 | 6.3 | 192.4 | 4.1 | 0.01 | -6.51
50185 | SANDY 4 1 | 50165 | MIDVALE 1 1 | 1 | Closed | Line | NO | 8.4 | -2.2 | 8.7 | 213.5 | 4.1 | 0 | -0.46
60744 | GEORGETOWN 7 | 60745 | GEORGETOWN 8 | 1 | Closed | TransformerWinding | YES | 21.5 | 10.6 | 24 | 590 | 4.1 | 0 | 0.13
30084 | AMARGOSA VALLEY 1 | 30083 | BEATTY 1 | 1 | Closed | Line | NO | -5.5 | -7 | 8.9 | 218.9 | 4.1 | 0.01 | -6.41
30007 | STATELINE 2 | 20281 | SOUTH LAKE TAHOE 2 1 | 1 | Closed | Line | NO | -8.2 | -1 | 8.3 | 203.1 | 4.1 | 0 | -1.23
23009 | WATSONVILLE 2 1 | 21530 | SAN JOSE 30 1 | 1 | Closed | Line | NO | 5.5 | -4.5 | 7.1 | 175.5 | 4 | 0 | -2.26
28965 | HEBER 3 1 | 28968 | HEBER 3 4 | 1 | Closed | TransformerWinding | YES | 5 | -10.2 | 11.3 | 281.2 | 4 | 0 | 0.02
40765 | COCHISE 1 | 40768 | COCHISE 4 | 1 | Closed | Transformer | YES | -34.4 | -48.4 | 59.4 | 1475.7 | 4 | 0 | 0.33
50178 | DRAPER 1 1 | 50179 | DRAPER 2 1 | 1 | Closed | Line | NO | -8 | -3 | 8.6 | 213.4 | 4 | 0 | -0.74
11040 | METALINE FALLS 3 | 10996 | IONE 1 5 | 1 | Closed | Line | NO | -6.6 | -4.1 | 7.8 | 194.6 | 4 | 0 | -5.3
23132 | MERCED 2 1 | 23148 | CHOWCHILLA 1 1 | 1 | Closed | Line | NO | -0.2 | -8.4 | 8.4 | 210.2 | 4 | 0 | -3.22
70141 | CHEYENNE 7 7 | 70143 | CHEYENNE 7 9 | 1 | Closed | TransformerWinding | YES | 7.4 | 17 | 18.5 | 463.2 | 4 | 0 | 0.1
53219 | WATERFLOW 8 | 53295 | FRUITLAND 2 2 | 1 | Closed | Line | NO | -5.3 | -22.1 | 22.7 | 570 | 4 | 0.01 | -5.91
28224 | RANCHO CUCAMONGA 1 1 | 28216 | ONTARIO 4 1 | 1 | Closed | Line | NO | 1.9 | -6.9 | 7.2 | 180.8 | 4 | 0 | -0.3
28662 | YUCCA VALLEY 2 1 | 28641 | BIG BEAR CITY 1 | 1 | Closed | Line | NO | -5 | 1.2 | 5.1 | 162.2 | 4 | 0 | -2.86
60628 | PEETZ 1 3 | 60655 | PEETZ 3 3 | 1 | Closed | Line | NO | 2.1 | -4.1 | 4.6 | 116.2 | 3.9 | 0 | -1.84
40730 | CHLORIDE 1 2 | 41007 | LAKE HAVASU CITY 4 2 | 1 | Closed | Line | NO | 36.4 | -18.2 | 40.7 | 1036.1 | 3.9 | 0.01 | -31.21
13019 | WARRENTON 1 | 10008 | OCEAN PARK 1 | 1 | Closed | Line | NO | -6.9 | -2.2 | 7.2 | 184.8 | 3.9 | 0.01 | -3.32
53023 | SANTA FE 1 1 | 53022 | CHIMAYO 1 | 1 | Closed | Line | NO | 0.4 | -5.5 | 5.5 | 142 | 3.9 | 0 | -1.44
26230 | MC KITTRICK 3 2 | 25913 | TUPMAN 1 1 | 1 | Closed | Line | NO | 5.8 | -3.2 | 6.6 | 169.5 | 3.9 | 0 | -0.84
60038 | DELTA 3 3 | 60049 | ECKERT 3 | 1 | Closed | Line | NO | -1.7 | -4.6 | 4.9 | 126.8 | 3.9 | 0 | -1.29
30399 | LAS VEGAS 74 1 | 30413 | LAS VEGAS 74 15 | 1 | Closed | Transformer | YES | -33.2 | -30.3 | 44.9 | 1161.9 | 3.9 | 0 | 0.18
28737 | DESERT CENTER 1 | 28743 | DESERT CENTER 7 | 1 | Closed | Transformer | YES | -38.9 | 0.1 | 38.9 | 1003.5 | 3.9 | 0 | 0.13
25088 | MC FARLAND 1 | 25076 | SHAFTER 1 | 1 | Closed | Line | NO | -2.4 | 4.3 | 4.9 | 155 | 3.9 | 0 | -1.21
21332 | MOUNTAIN VIEW 3 1 | 21633 | STANFORD 2 2 | 1 | Closed | Line | NO | 1.7 | -9 | 9.1 | 237.3 | 3.9 | 0 | -0.37
23263 | PAHRUMP 1 1 | 23264 | PAHRUMP 2 1 | 1 | Closed | Line | NO | -6.3 | -1.8 | 6.6 | 185.5 | 3.8 | 0 | -5.06
28878 | CALIPATRIA 5 2 | 28877 | CALIPATRIA 5 1 | 1 | Closed | Transformer | YES | -10.9 | 1.8 | 11.1 | 290.4 | 3.8 | 0 | 0.03
20283 | POLLOCK PINES 2 1 | 20422 | FORESTHILL 2 5 | 1 | Closed | Line | NO | -2.6 | 11.1 | 11.4 | 766.1 | 3.8 | 0 | -17.84
23075 | RIPON 1 1 | 23089 | MODESTO 6 1 | 1 | Closed | Line | NO | 2.4 | 5.9 | 6.4 | 210.2 | 3.8 | 0 | -1.65
29023 | CALEXICO 5 3 | 28936 | CALEXICO 4 2 | 1 | Closed | Line | NO | -3.4 | -5.6 | 6.5 | 173.4 | 3.8 | 0 | -0.59
25843 | SANTA MARGARITA 1 1 | 25847 | SANTA MARGARITA 1 5 | 1 | Closed | TransformerWinding | YES | -39.5 | 0.4 | 39.5 | 1046.7 | 3.8 | 0 | 0.03
13464 | HELIX 1 1 | 13643 | MILTON FREEWATER 2 7 | 1 | Closed | Line | NO | -32.6 | -20.4 | 38.5 | 1022.6 | 3.8 | 0.01 | -19.66
30180 | LAS VEGAS 44 2 | 30179 | LAS VEGAS 44 1 | 1 | Closed | Transformer | YES | 2.4 | -2.6 | 3.6 | 94.8 | 3.8 | 0 | 0.01
10395 | KIRKLAND 1 1 | 10428 | EVERETT 8 2 | 1 | Closed | Line | NO | 9.7 | -3.1 | 10.2 | 270.7 | 3.8 | 0 | -0.13
70122 | KEMMERER 2 1 | 50204 | LOGAN 2 2 | 1 | Closed | Line | NO | -8 | -32.1 | 33.1 | 1177.3 | 3.7 | 0 | -75.5
30326 | BOULDER CITY 3 1 | 30329 | BOULDER CITY 3 4 | 1 | Closed | TransformerWinding | YES | -3 | -4.4 | 5.4 | 145.5 | 3.7 | 0 | 0.05
28860 | SAN BERNARDINO 10 1 | 28864 | SAN BERNARDINO 10 5 | 1 | Closed | TransformerWinding | YES | -25 | -12.1 | 27.8 | 757.6 | 3.7 | 0 | 0
25959 | BAKERSFIELD 26 1 | 25962 | BAKERSFIELD 27 1 | 1 | Closed | Line | NO | 5.2 | 3.8 | 6.5 | 181.7 | 3.7 | 0 | -0.24
21568 | SAN JOSE 44 2 | 21561 | SAN JOSE 41 1 | 1 | Closed | Line | NO | -3 | -5.9 | 6.6 | 182.3 | 3.6 | 0 | -0.57
30364 | AUSTIN 3 | 30366 | AUSTIN 5 | 1 | Closed | TransformerWinding | YES | 14.2 | 0 | 14.2 | 393.8 | 3.6 | 0 | 0.06
28581 | YUCAIPA 1 1 | 28782 | REDLANDS 5 2 | 1 | Closed | Line | NO | -20.1 | 16.7 | 26.1 | 1038.9 | 3.6 | 0.01 | -14.88
10329 | SEATTLE 38 3 | 10338 | SEATTLE 41 1 | 1 | Closed | Line | NO | 4.6 | -4.4 | 6.3 | 176 | 3.6 | 0 | -0.36
10693 | RANDLE 1 | 10863 | SILVER CREEK 2 2 | 1 | Closed | Line | NO | -3.3 | 2.5 | 4.1 | 167 | 3.6 | 0 | -2.51
25491 | WILMINGTON 1 1 | 25853 | CARSON 6 1 | 1 | Closed | Line | NO | -7.1 | -0.7 | 7.1 | 199 | 3.6 | 0 | -0.12
13344 | BEAVERCREEK 2 | 13305 | GLADSTONE 1 | 1 | Closed | Line | NO | -1.1 | 6.3 | 6.4 | 197.5 | 3.6 | 0 | -0.61
28664 | RANCHO MIRAGE 1 | 28656 | PALM SPRINGS 3 2 | 1 | Closed | Line | NO | -5.3 | 2.8 | 6 | 177.9 | 3.6 | 0 | -0.68
23032 | STOCKTON 5 1 | 23042 | STOCKTON 8 1 | 1 | Closed | Line | NO | 6.6 | -0.9 | 6.7 | 189.2 | 3.5 | 0 | -1.19
70023 | FORT WASHAKIE 3 | 70010 | PINEDALE 1 | 1 | Closed | Line | NO | 8.9 | -3.4 | 9.5 | 268.2 | 3.5 | 0.03 | -4.64
74114 | DONNELLY 1 | 74121 | CASCADE 1 1 | 1 | Closed | Line | NO | -0.6 | -6.3 | 6.4 | 180.3 | 3.5 | 0 | -7.35
13498 | THE DALLES 2 3 | 10526 | GOLDENDALE 1 1 | 1 | Closed | Line | NO | 5.9 | -2.1 | 6.3 | 179.1 | 3.5 | 0 | -4.17
20437 | OROVILLE 5 2 | 20445 | OROVILLE 5 10 | 1 | Closed | Transformer | YES | -7.6 | 0.5 | 7.6 | 217.6 | 3.5 | 0 | 0.04
13110 | JACKSONVILLE 1 | 20028 | FORT JONES 1 | 1 | Closed | Line | NO | 0.4 | -1.4 | 1.5 | 133.3 | 3.5 | 0 | -6.07
11001 | GOLDENDALE 5 2 | 11004 | GOLDENDALE 5 5 | 1 | Closed | TransformerWinding | YES | -5 | -9.5 | 10.8 | 308.3 | 3.5 | 0 | 0.05
13580 | LOWELL 4 1 | 13584 | LOWELL 4 5 | 1 | Closed | Transformer | YES | -33.8 | 2.2 | 33.9 | 970.6 | 3.5 | 0 | 0.19
30356 | IMLAY 1 | 30359 | IMLAY 4 | 1 | Closed | TransformerWinding | YES | -11.5 | 0.1 | 11.5 | 330.1 | 3.5 | 0 | 0
25844 | SANTA MARGARITA 1 2 | 25843 | SANTA MARGARITA 1 1 | 1 | Closed | Transformer | YES | 9.9 | -1 | 9.9 | 287.2 | 3.5 | 0 | 0.02
23473 | MODESTO 12 1 | 23479 | MODESTO 12 7 | 1 | Closed | Transformer | YES | -8.4 | -4.2 | 9.4 | 271.9 | 3.5 | 0 | 0.05
60073 | NEW CASTLE 1 | 60069 | SILT 3 | 1 | Closed | Line | NO | -4.2 | -0.8 | 4.3 | 124.9 | 3.5 | 0 | -1.06
40379 | GILBERT 2 1 | 40453 | APACHE JUNCTION 1 3 | 1 | Closed | Line | NO | 1.5 | 2.7 | 3.1 | 119.5 | 3.4 | 0 | -1.13
23358 | GUSTINE 5 | 21751 | GILROY 4 8 | 1 | Closed | Line | NO | -7.3 | 3.4 | 8.1 | 921.7 | 3.4 | 0 | -27.45
13656 | IDLEYLD PARK 4 1 | 13658 | IDLEYLD PARK 4 3 | 1 | Closed | Transformer | YES | -10.2 | 0.7 | 10.2 | 300.1 | 3.4 | 0 | 0.03
25824 | OXNARD 9 1 | 25831 | OXNARD 9 8 | 1 | Closed | Transformer | YES | -28.9 | -14.7 | 32.4 | 967.8 | 3.4 | 0 | 0.09
20296 | MAXWELL 1 | 20302 | MAXWELL 7 | 1 | Closed | Transformer | YES | -28.5 | -14.4 | 31.9 | 955.5 | 3.3 | 0 | 0.12
50313 | WELLINGTON 2 1 | 50319 | EAST CARBON 1 | 1 | Closed | Line | NO | -1.4 | -6.9 | 7.1 | 212.4 | 3.3 | 0 | -3.67
28990 | PARKER DAM 3 | 40040 | LAKE HAVASU CITY 3 3 | 1 | Closed | Line | NO | 0.6 | 3 | 3 | 112.4 | 3.3 | 0 | -0.72
13567 | SPRINGFIELD 5 6 | 13568 | SPRINGFIELD 5 7 | 1 | Closed | TransformerWinding | YES | 12.6 | 0 | 12.6 | 378.9 | 3.3 | 0 | 0.03
50078 | BRIGHAM CITY 1 | 50056 | GARLAND 1 | 1 | Closed | Line | NO | 3.1 | -6.7 | 7.4 | 221.4 | 3.3 | 0 | -1.86
28969 | HEBER 3 5 | 28971 | HEBER 3 7 | 1 | Closed | TransformerWinding | YES | 10.9 | 0 | 10.9 | 328.8 | 3.3 | 0 | 0.07
21742 | LIVERMORE 6 1 | 21615 | LIVERMORE 5 1 | 1 | Closed | Line | NO | 34.4 | 2.3 | 34.4 | 1093.9 | 3.3 | 0 | -8.92
40513 | TUCSON 14 5 | 40562 | TUCSON 42 1 | 1 | Closed | Line | NO | 34.9 | 3.3 | 35.1 | 2047.4 | 3.3 | 0 | -54.63
21343 | SARATOGA 1 1 | 21363 | SUNNYVALE 3 2 | 1 | Closed | Line | NO | -6.4 | -2.3 | 6.8 | 207.6 | 3.3 | 0 | -0.49
13022 | TOLEDO 1 1 | 13015 | NEWPORT 2 2 | 1 | Closed | Line | NO | -3.1 | 4.6 | 5.6 | 187.2 | 3.3 | 0 | -0.65
10519 | NACHES 1 | 10967 | PACKWOOD 2 | 1 | Closed | Line | NO | 2.3 | -5.1 | 5.6 | 171.9 | 3.3 | 0 | -1.77
21355 | SUNNYVALE 1 1 | 21424 | SANTA CLARA 3 3 | 1 | Closed | Line | NO | -5.5 | -0.9 | 5.6 | 172 | 3.3 | 0 | -0.97
23206 | CLOVIS 3 1 | 23218 | CLOVIS 6 1 | 1 | Closed | Line | NO | 4.5 | -4.7 | 6.5 | 202.3 | 3.2 | 0 | -1.32
40909 | TONOPAH 4 1 | 40912 | TONOPAH 4 4 | 1 | Closed | Transformer | YES | -43.1 | 24.7 | 49.7 | 1536.3 | 3.2 | 0 | 0.2
28066 | COSTA MESA 3 1 | 28114 | IRVINE 2 1 | 1 | Closed | Line | NO | -2.5 | 5.6 | 6.1 | 210.6 | 3.2 | 0 | -0.73
10493 | STEVENSON 1 | 13368 | SISTERS 1 | 1 | Closed | Line | NO | 0.1 | -6.1 | 6.1 | 189.6 | 3.2 | 0 | -11.93
13562 | SPRINGFIELD 5 1 | 13568 | SPRINGFIELD 5 7 | 1 | Closed | TransformerWinding | YES | -24.3 | 0.1 | 24.3 | 757.8 | 3.2 | 0 | 0
30088 | CARLIN 1 | 30097 | SPRING CREEK 2 | 1 | Closed | Line | NO | 0.6 | -4.5 | 4.5 | 234.8 | 3.2 | 0 | -11.96
77093 | SHELBY 1 | 77281 | FAIRFIELD 7 3 | 1 | Closed | Line | NO | -4.9 | -3 | 5.8 | 180.7 | 3.2 | 0 | -5.63
11011 | GRAND COULEE 1 | 11021 | GRAND COULEE 11 | 1 | Closed | Transformer | YES | -26.5 | -20 | 33.2 | 1046 | 3.2 | 0 | 0.14
50377 | SALT LAKE CITY 30 8 | 50452 | GRANTSVILLE 2 3 | 1 | Closed | Line | NO | 5.5 | -62.2 | 62.4 | 1974.2 | 3.2 | 0 | -102.86
50076 | CLEARFIELD 2 1 | 50068 | SYRACUSE 1 | 1 | Closed | Line | NO | 59.9 | -43.4 | 74 | 2347.5 | 3.2 | 0.01 | -22.08
50219 | SALT LAKE CITY 24 1 | 50185 | SANDY 4 1 | 1 | Closed | Line | NO | -6.4 | -0.8 | 6.5 | 207.2 | 3.1 | 0 | -0.25
50319 | EAST CARBON 1 | 50368 | SUNNYSIDE 2 2 | 1 | Closed | Line | NO | -5.8 | -3.7 | 6.9 | 220.7 | 3.1 | 0 | -2.3
40851 | TUCSON 50 1 | 40858 | TUCSON 50 8 | 1 | Closed | Transformer | YES | -26.9 | -12.5 | 29.6 | 954.2 | 3.1 | 0 | 0.11
60858 | FREDERICK 1 | 60670 | FORT LUPTON 2 1 | 1 | Closed | Line | NO | -9.8 | -56.2 | 57 | 1842 | 3.1 | 0 | -13.78
13566 | SPRINGFIELD 5 5 | 13568 | SPRINGFIELD 5 7 | 1 | Closed | TransformerWinding | YES | 11.7 | 0 | 11.7 | 378.9 | 3.1 | 0 | 0.03
25775 | LANCASTER 6 2 | 25777 | LANCASTER 6 4 | 1 | Closed | TransformerWinding | YES | -7.9 | 4.5 | 9.1 | 297 | 3.1 | 0 | 0.01
60506 | PUEBLO 4 1 | 60505 | PUEBLO 3 1 | 1 | Closed | Line | NO | 0.5 | -3.8 | 3.8 | 124.8 | 3 | 0 | -0.53
21203 | SAN MATEO 5 1 | 21183 | BELMONT 1 | 1 | Closed | Line | NO | 4.9 | 2.8 | 5.6 | 194 | 3 | 0 | -0.5
21563 | SAN JOSE 43 1 | 21546 | SAN JOSE 37 1 | 1 | Closed | Line | NO | -1.8 | -6 | 6.2 | 207.4 | 3 | 0 | -0.26
21660 | BYRON 1 | 21700 | TRACY 4 1 | 1 | Closed | Line | NO | 16.8 | 20 | 26.1 | 1106 | 3 | 0 | -8.52
28965 | HEBER 3 1 | 28971 | HEBER 3 7 | 1 | Closed | TransformerWinding | YES | -19.7 | 0.1 | 19.7 | 657.6 | 3 | 0 | -0.02
28935 | CALEXICO 4 1 | 28976 | HEBER 3 12 | 1 | Closed | Line | NO | -25 | -17.9 | 30.7 | 1031 | 3 | 0 | -7.86
28648 | PALM SPRINGS 2 1 | 28917 | DESERT HOT SPRINGS 5 1 | 1 | Closed | Line | NO | 3.4 | 2.9 | 4.5 | 176.2 | 3 | 0 | -1.06
28493 | SAN DIEGO 27 1 | 28516 | NATIONAL CITY 2 3 | 1 | Closed | Line | NO | 3 | 3.3 | 4.4 | 156.9 | 3 | 0 | -0.28
10674 | OTIS ORCHARDS 1 | 10668 | SPOKANE 19 1 | 1 | Closed | Line | NO | -5.2 | -0.8 | 5.3 | 179.2 | 3 | 0 | -0.39
21221 | NAPA 3 1 | 21253 | VALLEJO 6 1 | 1 | Closed | Line | NO | 7.2 | 15.9 | 17.5 | 1036.7 | 2.9 | 0 | -13.79
30362 | AUSTIN 1 | 30366 | AUSTIN 5 | 1 | Closed | TransformerWinding | YES | -23.2 | 0.1 | 23.2 | 787.7 | 2.9 | 0 | 0.01
60623 | WRAY 1 | 60613 | YUMA 9 1 | 1 | Closed | Line | NO | -2.2 | -2.6 | 3.4 | 115.7 | 2.9 | 0 | -3.93
23167 | FRESNO 4 1 | 23179 | FRESNO 9 1 | 1 | Closed | Line | NO | -3.5 | -4.1 | 5.4 | 184.6 | 2.9 | 0 | -1.62
21723 | CROCKETT 2 | 21282 | BENICIA 1 2 | 1 | Closed | Line | NO | 1.1 | -5 | 5.1 | 174.2 | 2.9 | 0 | -0.16
40975 | DATELAND 3 1 | 40848 | GILA BEND 4 2 | 1 | Closed | Line | NO | -3.1 | -0.7 | 3.2 | 125.7 | 2.9 | 0 | -2.62
23468 | BIG CREEK 4 11 | 23373 | BIG CREEK 3 2 | 1 | Closed | Line | NO | -4.5 | 0.2 | 4.5 | 154.8 | 2.9 | 0 | -0.04
28703 | CALIPATRIA 1 3 | 28858 | CALIPATRIA 4 1 | 1 | Closed | Line | NO | -2.4 | -4.7 | 5.3 | 183.5 | 2.9 | 0 | -0.78
28936 | CALEXICO 4 2 | 28935 | CALEXICO 4 1 | 1 | Closed | Transformer | YES | -3.4 | -5 | 6 | 209.3 | 2.9 | 0 | 0.01
13601 | IDLEYLD PARK 2 1 | 13633 | IDLEYLD PARK 3 1 | 1 | Closed | Line | NO | -0.4 | -5 | 5 | 174.8 | 2.9 | 0 | -3.39
30318 | CRESCENT VALLEY 1 | 30321 | CRESCENT VALLEY 4 | 1 | Closed | TransformerWinding | YES | -8.3 | 0.1 | 8.3 | 289.8 | 2.9 | 0 | -0.01
40325 | SCOTTSDALE 7 1 | 40340 | SCOTTSDALE 9 1 | 1 | Closed | Line | NO | 0.5 | 3.8 | 3.8 | 149.1 | 2.9 | 0 | -0.45
21437 | CAPITOLA 1 | 23012 | CARMEL VALLEY 1 | 1 | Closed | Line | NO | -3.3 | -1.5 | 3.6 | 192.3 | 2.9 | 0.01 | -5.92
23227 | DINUBA 1 | 23212 | SELMA 2 1 | 1 | Closed | Line | NO | -4.7 | -2.3 | 5.3 | 198.8 | 2.9 | 0 | -5.48
28469 | MURRIETA 3 1 | 28471 | MURRIETA 4 1 | 1 | Closed | Line | NO | 3.8 | 1.9 | 4.3 | 163.4 | 2.8 | 0 | -0.72
70110 | GILLETTE 4 1 | 70133 | GILLETTE 5 2 | 1 | Closed | Line | NO | -3.7 | -3.4 | 5 | 177.1 | 2.8 | 0 | -0.11
21206 | OAKLAND 2 1 | 21193 | PINOLE 1 | 1 | Closed | Line | NO | -5.1 | -1.4 | 5.3 | 186 | 2.8 | 0 | -0.89
10633 | SPOKANE 1 1 | 10628 | MEDICAL LAKE 1 | 1 | Closed | Line | NO | -3.1 | -2 | 3.7 | 154.3 | 2.8 | 0 | -5.09
25511 | GLENDALE 4 1 | 25517 | TUJUNGA 1 1 | 1 | Closed | Line | NO | -3.9 | -2.9 | 4.8 | 170.8 | 2.8 | 0 | -1.77
10133 | GIG HARBOR 2 1 | 10095 | STEILACOOM 2 | 1 | Closed | Line | NO | 3.5 | -3.2 | 4.8 | 168.3 | 2.8 | 0 | -1.21
40634 | INDIAN WELLS 1 | 40629 | HOLBROOK 1 | 1 | Closed | Line | NO | 3.4 | -1.8 | 3.9 | 137.3 | 2.8 | 0 | -2.25
25948 | MOJAVE 5 4 | 25949 | MOJAVE 5 5 | 1 | Closed | TransformerWinding | YES | 8.6 | -1.2 | 8.7 | 310.1 | 2.8 | 0 | 0.03
10284 | SEATTLE 21 2 | 10240 | SEATTLE 6 2 | 1 | Closed | Line | NO | 4.8 | 1.8 | 5.1 | 184.6 | 2.8 | 0 | -0.12
50459 | DUTCH JOHN 2 | 50458 | DUTCH JOHN 1 | 1 | Closed | Transformer | YES | -9.6 | -8 | 12.5 | 448.5 | 2.8 | 0 | 0.01
23500 | LA GRANGE 1 | 23504 | LA GRANGE 5 | 1 | Closed | TransformerWinding | YES | -27.9 | 2.3 | 28 | 1012 | 2.8 | 0 | -0.01
70185 | GILLETTE 8 3 | 70175 | GILLETTE 7 1 | 1 | Closed | Line | NO | 2.4 | -4.8 | 5.4 | 195.6 | 2.8 | 0 | -0.04
74261 | BLISS 1 | 74334 | HAGERMAN 7 1 | 1 | Closed | Line | NO | 5.2 | -0.4 | 5.2 | 190.9 | 2.7 | 0 | -0.62
10681 | MATTAWA 2 2 | 10915 | BEVERLY 11 | 1 | Closed | Line | NO | -9.2 | -27 | 28.5 | 1037.1 | 2.7 | 0 | -26.7
23018 | SALINAS 6 1 | 23013 | SALINAS 2 1 | 1 | Closed | Line | NO | 4.4 | -1.9 | 4.8 | 178.6 | 2.7 | 0 | -0.94
25967 | TEHACHAPI 5 2 | 25966 | TEHACHAPI 5 1 | 1 | Closed | Transformer | YES | 1.6 | -6.6 | 6.8 | 252.6 | 2.7 | 0 | 0.01
74331 | HAGERMAN 6 1 | 74123 | BUHL 1 | 1 | Closed | Line | NO | -4.6 | 1.3 | 4.8 | 199.6 | 2.7 | 0 | -1.38
40179 | PHOENIX 12 1 | 40161 | GLENDALE 14 1 | 1 | Closed | Line | NO | -0.3 | 2.5 | 2.5 | 109.1 | 2.7 | 0 | -0.43
13683 | ARLINGTON 8 3 | 13682 | ARLINGTON 8 2 | 1 | Closed | Transformer | YES | 7.7 | -1.3 | 7.8 | 291.8 | 2.7 | 0 | 0.02
30399 | LAS VEGAS 74 1 | 30409 | LAS VEGAS 74 11 | 1 | Closed | Transformer | YES | -16.7 | -30.4 | 34.6 | 1298.8 | 2.7 | 0 | 0.09
10779 | SPOKANE 20 2 | 10638 | SPOKANE 4 1 | 1 | Closed | Line | NO | -3 | 2.6 | 4 | 166.2 | 2.7 | 0 | -0.68
28970 | HEBER 3 6 | 28971 | HEBER 3 7 | 1 | Closed | TransformerWinding | YES | 8.8 | 0 | 8.8 | 328.8 | 2.7 | 0 | 0.04
40086 | SURPRISE 2 3 | 40116 | EL MIRAGE 2 1 | 1 | Closed | Line | NO | 1.4 | -2.6 | 3 | 111.1 | 2.7 | 0 | -0.71
11040 | METALINE FALLS 3 | 11039 | METALINE FALLS 2 | 1 | Closed | Transformer | YES | -2 | 7.5 | 7.8 | 293.9 | 2.7 | 0 | 0.02
10090 | PORT ORCHARD 2 1 | 10138 | GIG HARBOR 3 1 | 1 | Closed | Line | NO | 2.5 | -4.4 | 5 | 189.9 | 2.6 | 0 | -0.5
30088 | CARLIN 1 | 30303 | BATTLE MOUNTAIN 2 2 | 1 | Closed | Line | NO | 3.6 | -2.2 | 4.2 | 199.4 | 2.6 | 0 | -6.02
26222 | SANTA CLARITA 5 3 | 26224 | SANTA CLARITA 5 5 | 1 | Closed | TransformerWinding | YES | 7.4 | 3.3 | 8.1 | 314.9 | 2.6 | 0 | 0.02
29024 | CARLSBAD 6 1 | 28841 | ESCONDIDO 10 1 | 1 | Closed | Line | NO | 84.1 | -57.3 | 101.7 | 3974.3 | 2.6 | 0 | -64.13
70161 | ALCOVA 2 1 | 70166 | ALCOVA 2 6 | 1 | Closed | Transformer | YES | -6.7 | -0.1 | 6.7 | 262.3 | 2.5 | 0 | 0.02
28737 | DESERT CENTER 1 | 28748 | DESERT CENTER 12 | 1 | Closed | Transformer | YES | -28.3 | 0.1 | 28.3 | 1113.6 | 2.5 | 0 | 0.09
40081 | SURPRISE 1 1 | 40071 | WITTMANN 3 | 1 | Closed | Line | NO | 2.9 | -1.2 | 3.1 | 125.1 | 2.5 | 0 | -1.23
20413 | ALTA 1 4 | 20414 | ALTA 1 5 | 1 | Closed | TransformerWinding | YES | 7 | 2.7 | 7.5 | 299.1 | 2.5 | 0 | 0.02
60633 | PEETZ 2 3 | 60632 | PEETZ 2 2 | 1 | Closed | Transformer | YES | 2.7 | 0.4 | 2.7 | 109.6 | 2.5 | 0 | 0
23338 | GROVELAND 1 1 | 23276 | PINECREST 5 | 1 | Closed | Line | NO | -13.1 | -7.8 | 15.2 | 992 | 2.5 | 0 | -28.33
25356 | NORTH HOLLYWOOD 5 1 | 25361 | LOS ANGELES 15 1 | 1 | Closed | Line | NO | -3.2 | -2.4 | 4 | 164.3 | 2.4 | 0 | -0.54
30278 | FALLON 2 1 | 30076 | FALLON 1 2 | 1 | Closed | Line | NO | -2.2 | -4.5 | 5 | 206.4 | 2.4 | 0 | -4.67
30002 | RENO 2 1 | 30028 | RENO 10 1 | 1 | Closed | Line | NO | -5.6 | 1 | 5.7 | 250.5 | 2.4 | 0 | -1.4
25001 | LOS OSOS 1 | 25002 | MORRO BAY 1 | 1 | Closed | Line | NO | 4 | -1.5 | 4.3 | 178.2 | 2.4 | 0 | -1.07
21431 | SAN JOSE 5 1 | 21494 | SAN JOSE 18 1 | 1 | Closed | Line | NO | -1 | -4.2 | 4.3 | 176.9 | 2.4 | 0 | -0.13
53231 | PREWITT 4 | 53232 | PREWITT 5 | 1 | Closed | TransformerWinding | YES | -2.5 | -0.4 | 2.5 | 103.2 | 2.4 | 0 | 0.01
25945 | MOJAVE 5 1 | 25949 | MOJAVE 5 5 | 1 | Closed | TransformerWinding | YES | -14.6 | 2.5 | 14.8 | 620.3 | 2.4 | 0 | -0.01
70030 | RIVERTON 3 1 | 70026 | LANDER 1 | 1 | Closed | Line | NO | -2.5 | 1.4 | 2.9 | 222.4 | 2.4 | 0 | -3.21
30387 | SPARKS 9 1 | 30395 | SPARKS 9 9 | 1 | Closed | Transformer | YES | -26.9 | 13.4 | 30.1 | 1269.6 | 2.4 | 0 | 0.07
77056 | CHESTER 1 | 77093 | SHELBY 1 | 1 | Closed | Line | NO | -0.9 | -0.8 | 1.2 | 163.5 | 2.4 | 0 | -4.55
60160 | BOULDER 1 1 | 60162 | BOULDER 2 1 | 1 | Closed | Line | NO | 0.3 | -2.7 | 2.7 | 115.6 | 2.3 | 0 | -0.79
28737 | DESERT CENTER 1 | 28746 | DESERT CENTER 10 | 1 | Closed | Transformer | YES | -26.1 | 0.1 | 26.1 | 1119.4 | 2.3 | 0 | 0.09
60031 | PALISADE 1 | 60052 | CEDAREDGE 1 | 1 | Closed | Line | NO | -0.6 | 1.2 | 1.3 | 124 | 2.3 | 0 | -1.66
20410 | ALTA 1 1 | 20414 | ALTA 1 5 | 1 | Closed | TransformerWinding | YES | -12.8 | -5.2 | 13.8 | 598.2 | 2.3 | 0 | 0
60180 | CONIFER 1 | 60205 | LITTLETON 1 2 | 1 | Closed | Line | NO | -0.8 | 1.9 | 2 | 118.6 | 2.3 | 0 | -0.73
28847 | VICTORVILLE 7 1 | 28854 | VICTORVILLE 7 8 | 1 | Closed | Transformer | YES | -19.9 | 2.3 | 20.1 | 875.9 | 2.3 | 0 | 0.08
30365 | AUSTIN 4 | 30366 | AUSTIN 5 | 1 | Closed | TransformerWinding | YES | 9 | 0 | 9 | 393.8 | 2.3 | 0 | 0.02
23291 | AUBERRY 1 1 | 23296 | AUBERRY 1 6 | 1 | Closed | Transformer | YES | -5.1 | 0.5 | 5.1 | 225.8 | 2.3 | 0 | 0.01
23216 | HANFORD 2 1 | 23220 | CORCORAN 1 1 | 1 | Closed | Line | NO | -3 | -2.5 | 4 | 176.3 | 2.3 | 0 | -1.68
13580 | LOWELL 4 1 | 13583 | LOWELL 4 4 | 1 | Closed | Transformer | YES | -24 | 2 | 24.1 | 1085.8 | 2.2 | 0 | 0.06
13653 | LOWELL 5 4 | 13654 | LOWELL 5 5 | 1 | Closed | TransformerWinding | YES | 7 | -0.5 | 7 | 320.5 | 2.2 | 0 | 0.02
74215 | LEWISTON 4 3 | 74216 | LEWISTON 4 4 | 1 | Closed | TransformerWinding | YES | -2.2 | -0.4 | 2.2 | 102.8 | 2.2 | 0 | 0.01
10167 | VANCOUVER 12 1 | 11049 | VANCOUVER 18 2 | 1 | Closed | Line | NO | -3.5 | -2.1 | 4.1 | 192 | 2.1 | 0 | -3.69
26075 | WHITTIER 9 1 | 26079 | WHITTIER 9 5 | 1 | Closed | TransformerWinding | YES | -14.9 | 1.7 | 15 | 707.5 | 2.1 | 0 | -0.01
20412 | ALTA 1 3 | 20414 | ALTA 1 5 | 1 | Closed | TransformerWinding | YES | 5.8 | 2.5 | 6.3 | 299.1 | 2.1 | 0 | 0.01
60626 | PEETZ 1 1 | 60709 | NEW RAYMER 1 | 1 | Closed | Line | NO | 14.2 | -38.6 | 41.1 | 1984.7 | 2.1 | 0 | -77.76
30303 | BATTLE MOUNTAIN 2 2 | 30305 | BATTLE MOUNTAIN 2 4 | 1 | Closed | TransformerWinding | YES | 5.8 | -0.3 | 5.8 | 277.5 | 2.1 | 0 | -0.01
20461 | YUBA CITY 9 3 | 20471 | YUBA CITY 10 1 | 1 | Closed | Line | NO | -1.5 | 2.8 | 3.1 | 154 | 2.1 | 0 | -0.06
77069 | GREAT FALLS 2 1 | 77050 | BELT 1 | 1 | Closed | Line | NO | -3.3 | -2.2 | 3.9 | 189.7 | 2.1 | 0 | -3.65
60738 | GEORGETOWN 1 | 60745 | GEORGETOWN 8 | 1 | Closed | TransformerWinding | YES | -21.5 | -10.5 | 23.9 | 1180.1 | 2 | 0 | 0
25774 | LANCASTER 6 1 | 25777 | LANCASTER 6 4 | 1 | Closed | TransformerWinding | YES | 7.9 | -4.5 | 9.1 | 447 | 2 | 0 | 0.01
13650 | LOWELL 5 1 | 13654 | LOWELL 5 5 | 1 | Closed | TransformerWinding | YES | -12.9 | 1 | 13 | 641.1 | 2 | 0 | 0.01
28106 | PLACENTIA 1 1 | 28129 | SANTA ANA 10 3 | 1 | Closed | Line | NO | -1.9 | -2.9 | 3.4 | 170.9 | 2 | 0 | -1.26
10054 | PORT TOWNSEND 1 | 10027 | SEQUIM 1 1 | 1 | Closed | Line | NO | 1 | 0.1 | 1 | 199 | 2 | 0 | -3.75
10004 | WESTPORT 1 | 10003 | OCEAN SHORES 1 | 1 | Closed | Line | NO | 3 | 0.3 | 3 | 170.7 | 2 | 0 | -1.24
25947 | MOJAVE 5 3 | 25949 | MOJAVE 5 5 | 1 | Closed | TransformerWinding | YES | 6 | -1.2 | 6.1 | 310.1 | 2 | 0 | 0.01
50055 | MAGNA 2 1 | 50091 | WEST JORDAN 1 3 | 1 | Closed | Line | NO | 2.7 | -3.3 | 4.2 | 223.2 | 1.9 | 0 | -0.47
40726 | YUMA 6 5 | 28916 | WINTERHAVEN 3 | 1 | Closed | Line | NO | -12.3 | 12.3 | 17.4 | 985.2 | 1.9 | 0 | -1.61
13652 | LOWELL 5 3 | 13654 | LOWELL 5 5 | 1 | Closed | TransformerWinding | YES | 5.9 | -0.5 | 6 | 320.5 | 1.9 | 0 | 0.02
28862 | SAN BERNARDINO 10 3 | 28864 | SAN BERNARDINO 10 5 | 1 | Closed | TransformerWinding | YES | 6.3 | 3 | 7 | 378.8 | 1.9 | 0 | 0.01
25258 | VENICE 2 1 | 25160 | MALIBU 1 | 1 | Closed | Line | NO | -2.2 | -2.5 | 3.3 | 178 | 1.9 | 0 | -0.47
40661 | ROCK POINT 1 | 40662 | MANY FARMS 1 | 1 | Closed | Line | NO | -1.9 | -1.1 | 2.2 | 119.8 | 1.8 | 0 | -1.32
60026 | GRAND JUNCTION 7 1 | 60031 | PALISADE 1 | 1 | Closed | Line | NO | 0.2 | 1.1 | 1.2 | 113.1 | 1.8 | 0 | -0.86
30302 | BATTLE MOUNTAIN 2 1 | 30305 | BATTLE MOUNTAIN 2 4 | 1 | Closed | TransformerWinding | YES | -5.8 | 0.3 | 5.8 | 327.5 | 1.8 | 0 | 0.02
50345 | BLANDING 1 | 50348 | BLANDING 4 | 1 | Closed | TransformerWinding | YES | -2.7 | -0.7 | 2.8 | 158.5 | 1.8 | 0 | 0
30042 | RENO 15 2 | 30019 | RENO 7 1 | 1 | Closed | Line | NO | 3.4 | 1.9 | 3.9 | 250.3 | 1.8 | 0 | -0.94
28717 | HINKLEY 1 1 | 28722 | HINKLEY 1 6 | 1 | Closed | Transformer | YES | -16.5 | 0 | 16.5 | 948.8 | 1.7 | 0 | 0.02
13580 | LOWELL 4 1 | 13585 | LOWELL 4 6 | 1 | Closed | Transformer | YES | -14.1 | 0.8 | 14.1 | 853.2 | 1.6 | 0 | 0.03
77115 | BUTTE 2 1 | 77114 | BUTTE 1 1 | 1 | Closed | Line | NO | -0.5 | -3.2 | 3.2 | 198.8 | 1.6 | 0 | -1.34
30179 | LAS VEGAS 44 1 | 30209 | HENDERSON 2 2 | 1 | Closed | Line | NO | 2.4 | -2.7 | 3.6 | 220.9 | 1.6 | 0 | -0.47
53046 | SANTA FE 6 3 | 53047 | SANTA FE 6 4 | 1 | Closed | TransformerWinding | YES | -1.6 | -0.4 | 1.6 | 102.1 | 1.6 | 0 | 0.01
10815 | AMBOY 3 | 10816 | AMBOY 4 | 1 | Closed | TransformerWinding | YES | -2.4 | -0.3 | 2.5 | 153.2 | 1.6 | 0 | 0.01
30339 | BOULDER CITY 4 2 | 30434 | BOULDER CITY 6 1 | 1 | Closed | Line | NO | -3.2 | 0.8 | 3.4 | 221.6 | 1.6 | 0 | -0.54
80054 | EL PASO 30 2 | 80043 | EL PASO 25 1 | 1 | Closed | Line | NO | 0 | -2.2 | 2.2 | 145.8 | 1.5 | 0 | -0.37
40819 | CHANDLER 14 1 | 40824 | CHANDLER 14 6 | 1 | Closed | Transformer | YES | -15.6 | -11.3 | 19.3 | 1278.6 | 1.5 | 0 | 0.04
21273 | PALO ALTO 1 2 | 21265 | STANFORD 1 1 | 1 | Closed | Line | NO | 1.8 | -2.4 | 3 | 201.4 | 1.5 | 0 | -0.68
28730 | HOLTVILLE 2 1 | 28920 | EL CENTRO 3 2 | 1 | Closed | Line | NO | 3.2 | -14 | 14.4 | 980.2 | 1.5 | 0 | -21.91
50062 | OGDEN 2 1 | 50058 | HOOPER 1 | 1 | Closed | Line | NO | -3 | -1.7 | 3.4 | 235.1 | 1.5 | 0 | -1.02
10118 | OAK HARBOR 2 2 | 10116 | OAK HARBOR 1 1 | 1 | Closed | Line | NO | -2.7 | -0.7 | 2.7 | 188.8 | 1.5 | 0 | -0.91
10499 | ENUMCLAW 2 | 10501 | ENUMCLAW 4 | 1 | Closed | TransformerWinding | YES | -1.7 | -0.6 | 1.8 | 137.6 | 1.3 | 0 | 0
26220 | SANTA CLARITA 5 1 | 26224 | SANTA CLARITA 5 5 | 1 | Closed | TransformerWinding | YES | -7.4 | -3.2 | 8.1 | 629.7 | 1.3 | 0 | 0
60723 | LOVELAND 5 2 | 60168 | LYONS 2 5 | 1 | Closed | Line | NO | -0.6 | -1.3 | 1.5 | 121.1 | 1.2 | 0 | -0.57
40505 | RIO RICO 1 | 40486 | AMADO 1 | 1 | Closed | Line | NO | -0.4 | 0.1 | 0.4 | 103 | 1.2 | 0 | -1.01
20280 | SOUTH LAKE TAHOE 1 1 | 30007 | STATELINE 2 | 1 | Closed | Line | NO | -0.9 | 0.7 | 1.2 | 170 | 1.1 | 0 | -0.94
28762 | DESERT HOT SPRINGS 4 1 | 28771 | DESERT HOT SPRINGS 4 10 | 1 | Closed | Transformer | YES | -7.2 | -3.6 | 8 | 720.5 | 1.1 | 0 | 0.01
30011 | STATELINE 6 | 30034 | GARDNERVILLE 1 1 | 1 | Closed | Line | NO | -1.7 | 0.4 | 1.7 | 235.7 | 1.1 | 0 | -1.53
25271 | CANYON COUNTRY 1 2 | 25349 | CANYON COUNTRY 4 1 | 1 | Closed | Line | NO | -1.6 | 0.1 | 1.6 | 163.9 | 1.1 | 0 | -0.71
23120 | LIVINGSTON 1 1 | 23112 | DELHI 1 | 1 | Closed | Line | NO | 1.3 | -1.1 | 1.8 | 193.1 | 0.9 | 0 | -1.57
40795 | PHOENIX 73 2 | 40152 | PHOENIX 4 3 | 1 | Closed | Line | NO | 4 | 2.9 | 5 | 2195.8 | 0.9 | 0 | -16.45
10905 | BEVERLY 1 | 10914 | BEVERLY 10 | 1 | Closed | Transformer | YES | -7.2 | 0.5 | 7.2 | 826.7 | 0.9 | 0 | 0.01
13580 | LOWELL 4 1 | 13587 | LOWELL 4 8 | 1 | Closed | Transformer | YES | -7 | 0.4 | 7 | 813.3 | 0.9 | 0 | 0.01
40890 | CHANDLER 16 1 | 40831 | CHANDLER 14 13 | 1 | Closed | Line | NO | -2.3 | -18.3 | 18.4 | 2239.1 | 0.8 | 0 | -18.73
23450 | TRACY 8 1 | 23455 | TRACY 8 6 | 1 | Closed | Transformer | YES | -5.8 | 0.4 | 5.8 | 825.2 | 0.7 | 0 | 0.01
60699 | LAMAR 3 3 | 60700 | LAMAR 3 4 | 1 | Closed | TransformerWinding | YES | -0.6 | -0.3 | 0.7 | 100.8 | 0.6 | 0 | 0
40090 | PRESCOTT 3 3 | 40091 | PRESCOTT 3 4 | 1 | Closed | TransformerWinding | YES | -0.8 | -0.4 | 0.9 | 151 | 0.6 | 0 | 0
25748 | COVINA 1 1 | 25736 | BALDWIN PARK 3 1 | 1 | Closed | Line | NO | 0.5 | 0.2 | 0.5 | 189.9 | 0.5 | 0 | -0.7
53107 | ALBUQUERQUE 19 1 | 53111 | ALBUQUERQUE 21 1 | 1 | Closed | Line | NO | 0 | -0.6 | 0.6 | 120.1 | 0.5 | 0 | -0.55
50342 | VERNAL 1 3 | 50343 | VERNAL 1 4 | 1 | Closed | TransformerWinding | YES | -0.7 | -0.1 | 0.7 | 150.9 | 0.5 | 0 | 0
13545 | OXBOW 1 3 | 13546 | OXBOW 1 4 | 1 | Closed | TransformerWinding | YES | -0.2 | 0 | 0.2 | 75.3 | 0.3 | 0 | 0
70119 | WRIGHT 2 3 | 70120 | WRIGHT 2 4 | 1 | Closed | TransformerWinding | YES | -0.4 | -0.1 | 0.4 | 125.5 | 0.3 | 0 | 0
21705 | ALAMEDA 4 1 | 21714 | ALAMEDA 4 10 | 1 | Closed | TransformerWinding | YES | 0 | 0 | 0 | 103 | 0 | 0 | 0
10334 | SEATTLE 40 2 | 10337 | SEATTLE 40 5 | 1 | Closed | TransformerWinding | YES | 0 | 0 | 0 | 108.3 | 0 | 0 | 0
20126 | SACRAMENTO 9 1 | 20129 | SACRAMENTO 9 4 | 1 | Closed | TransformerWinding | YES | 0 | 0 | 0 | 105.6 | 0 | 0 | 0
10347 | SEATTLE 42 2 | 10352 | SEATTLE 42 7 | 1 | Closed | TransformerWinding | YES | 0 | 0 | 0 | 108.3 | 0 | 0 | 0
13432 | WALLA WALLA 2 2 | 13437 | WALLA WALLA 2 7 | 1 | Closed | TransformerWinding | YES | 0 | 0 | 0 | 107.1 | 0 | 0 | 0
60473 | BRIGHTON 4 1 | 60476 | BRIGHTON 4 4 | 1 | Closed | TransformerWinding | YES | 0 | 0 | 0 | 50.3 | 0 | 0 | 0
77072 | GREAT FALLS 4 1 | 77075 | GREAT FALLS 4 4 | 1 | Closed | TransformerWinding | YES | 0 | 0 | 0 | 87.2 | 0 | 0 | 0
50156 | SARATOGA SPRINGS 1 | 50159 | SARATOGA SPRINGS 4 | 1 | Closed | TransformerWinding | YES | 0 | 0 | 0 | 181 | 0 | 0 | 0
28330 | CARLSBAD 1 1 | 28333 | CARLSBAD 1 4 | 1 | Closed | TransformerWinding | YES | 0 | 0 | 0 | 93.8 | 0 | 0 | 0
28815 | TRONA 2 | 28818 | TRONA 5 | 1 | Closed | TransformerWinding | YES | 0 | 0 | 0 | 198.7 | 0 | 0 | 0
23458 | BIG CREEK 4 1 | 23467 | BIG CREEK 4 10 | 1 | Closed | TransformerWinding | YES | 0 | 0 | 0 | 102.6 | 0 | 0 | 0
28649 | DESERT HOT SPRINGS 1 1 | 28652 | DESERT HOT SPRINGS 1 4 | 1 | Closed | TransformerWinding | YES | 0 | 0 | 0 | 91.2 | 0 | 0 | 0
13449 | JOSEPH 1 | 13452 | JOSEPH 4 | 1 | Closed | TransformerWinding | YES | 0 | 0 | 0 | 107 | 0 | 0 | 0
60130 | FRASER 1 | 60133 | FRASER 4 | 1 | Closed | TransformerWinding | YES | 0 | 0 | 0 | 62.2 | 0 | 0 | 0
13070 | ROSEBURG 3 1 | 13073 | ROSEBURG 3 4 | 1 | Closed | TransformerWinding | YES | 0 | 0 | 0 | 107.9 | 0 | 0 | 0
23027 | LODI 1 1 | 23030 | LODI 1 4 | 1 | Closed | TransformerWinding | YES | 0 | 0 | 0 | 102.9 | 0 | 0 | 0
21705 | ALAMEDA 4 1 | 21708 | ALAMEDA 4 4 | 1 | Closed | TransformerWinding | YES | 0 | 0 | 0 | 193.3 | 0 | 0 | 0
21506 | SAN JOSE 21 1 | 21509 | SAN JOSE 21 4 | 1 | Closed | TransformerWinding | YES | 0 | 0 | 0 | 103.2 | 0 | 0 | 0
20222 | GALT 2 1 | 20225 | GALT 2 4 | 1 | Closed | TransformerWinding | YES | 0 | 0 | 0 | 103.9 | 0 | 0 | 0
10877 | DAYTON 3 4 | 10878 | DAYTON 3 5 | 1 | Closed | TransformerWinding | YES | 0 | 0 | 0 | 25 | 0 | 0 | 0
28536 | SAN DIEGO 38 2 | 28539 | SAN DIEGO 38 5 | 1 | Closed | TransformerWinding | YES | 0 | 0 | 0 | 92 | 0 | 0 | 0
21485 | SAN JOSE 14 1 | 21488 | SAN JOSE 14 4 | 1 | Closed | TransformerWinding | YES | 0 | 0 | 0 | 103.9 | 0 | 0 | 0
60889 | WELLINGTON 4 6 | 60890 | WELLINGTON 4 7 | 1 | Closed | TransformerWinding | YES | 0 | 0 | 0 | 50 | 0 | 0 | 0
10065 | BREMERTON 2 1 | 10068 | BREMERTON 2 4 | 1 | Closed | TransformerWinding | YES | 0 | 0 | 0 | 108.6 | 0 | 0 | 0
21020 | PETALUMA 2 3 | 21021 | PETALUMA 2 4 | 1 | Closed | TransformerWinding | YES | 0 | 0 | 0 | 25 | 0 | 0 | 0
25491 | WILMINGTON 1 1 | 25494 | WILMINGTON 1 4 | 1 | Closed | TransformerWinding | YES | 0 | 0 | 0 | 101.9 | 0 | 0 | 0
28668 | PALM DESERT 3 1 | 28671 | PALM DESERT 3 4 | 1 | Closed | TransformerWinding | YES | 0 | 0 | 0 | 89.7 | 0 | 0 | 0
60460 | CASTLE ROCK 5 1 | 60463 | CASTLE ROCK 5 4 | 1 | Closed | TransformerWinding | YES | 0 | 0 | 0 | 56.4 | 0 | 0 | 0
50372 | SALT LAKE CITY 30 3 | 50373 | SALT LAKE CITY 30 4 | 1 | Closed | TransformerWinding | YES | 0 | 0 | 0 | 75 | 0 | 0 | 0
60013 | RANGELY 3 | 60014 | RANGELY 4 | 1 | Closed | TransformerWinding | YES | 0 | 0 | 0 | 49.9 | 0 | 0 | 0
28774 | SAN DIEGO 49 2 | 28777 | SAN DIEGO 49 5 | 1 | Closed | TransformerWinding | YES | 0 | 0 | 0 | 89.5 | 0 | 0 | 0
23415 | SHAVER LAKE 2 4 | 23416 | SHAVER LAKE 2 5 | 1 | Closed | TransformerWinding | YES | 0 | 0 | 0 | 50 | 0 | 0 | 0
60813 | BRUSH 4 1 | 60815 | BRUSH 4 3 | 1 | Closed | Transformer | YES | 0 | 0 | 0 | 195 | 0 | 0 | 0
25992 | LANCASTER 8 3 | 25993 | LANCASTER 8 4 | 1 | Closed | TransformerWinding | YES | 0 | 0 | 0 | 25 | 0 | 0 | 0
50358 | OREM 6 3 | 50359 | OREM 6 4 | 1 | Closed | TransformerWinding | YES | 0 | 0 | 0 | 50 | 0 | 0 | 0
13131 | SPRINGFIELD 1 1 | 13134 | SPRINGFIELD 1 4 | 1 | Closed | TransformerWinding | YES | 0 | 0 | 0 | 107.6 | 0 | 0 | 0
13088 | ALBANY 1 3 | 13089 | ALBANY 1 4 | 1 | Closed | TransformerWinding | YES | 0 | 0 | 0 | 50 | 0 | 0 | 0
40612 | KAYENTA 3 | 40613 | KAYENTA 4 | 1 | Closed | TransformerWinding | YES | 0 | 0 | 0 | 62.4 | 0 | 0 | 0
21666 | OAKLAND 19 3 | 21667 | OAKLAND 19 4 | 1 | Closed | TransformerWinding | YES | 0 | 0 | 0 | 25 | 0 | 0 | 0
25261 | VAN NUYS 3 1 | 25264 | VAN NUYS 3 4 | 1 | Closed | TransformerWinding | YES | 0 | 0 | 0 | 102.1 | 0 | 0 | 0
20186 | SACRAMENTO 32 1 | 20189 | SACRAMENTO 32 4 | 1 | Closed | TransformerWinding | YES | 0 | 0 | 0 | 105.3 | 0 | 0 | 0
60876 | FOUNTAIN 5 1 | 60881 | FOUNTAIN 5 6 | 1 | Closed | Transformer | YES | 0 | 0 | 0 | 824 | 0 | 0 | 0
40729 | CHLORIDE 1 1 | 40734 | CHLORIDE 1 6 | 1 | Closed | Transformer | YES | 0 | 0 | 0 | 478.2 | 0 | 0 | 0
40754 | MOHAVE VALLEY 2 4 | 40755 | MOHAVE VALLEY 2 5 | 1 | Closed | TransformerWinding | YES | 0 | 0 | 0 | 100 | 0 | 0 | 0
21300 | SANTA CRUZ 1 3 | 21301 | SANTA CRUZ 1 4 | 1 | Closed | TransformerWinding | YES | 0 | 0 | 0 | 50 | 0 | 0 | 0
26001 | LOS ANGELES 80 3 | 26002 | LOS ANGELES 80 4 | 1 | Closed | TransformerWinding | YES | 0 | 0 | 0 | 25 | 0 | 0 | 0
74262 | AMERICAN FALLS 2 1 | 74263 | AMERICAN FALLS 2 2 | 1 | Closed | Transformer | YES | 0 | 0 | 0 | 109.5 | 0 | 0 | 0
50211 | SALT LAKE CITY 23 3 | 50212 | SALT LAKE CITY 23 4 | 1 | Closed | TransformerWinding | YES | 0 | 0 | 0 | 150 | 0 | 0 | 0
13378 | MOUNT HOOD PARKDALE 3 | 13379 | MOUNT HOOD PARKDALE 4 | 1 | Closed | TransformerWinding | YES | 0 | 0 | 0 | 53.6 | 0 | 0 | 0
13377 | MOUNT HOOD PARKDALE 2 | 13379 | MOUNT HOOD PARKDALE 4 | 1 | Closed | TransformerWinding | YES | 0 | 0 | 0 | 53.6 | 0 | 0 | 0
13494 | NEWBERG 3 3 | 13495 | NEWBERG 3 4 | 1 | Closed | TransformerWinding | YES | 0 | 0 | 0 | 117.3 | 0 | 0 | 0
21407 | SANTA CLARA 1 3 | 21408 | SANTA CLARA 1 4 | 1 | Closed | TransformerWinding | YES | 0 | 0 | 0 | 25 | 0 | 0 | 0
23427 | HANFORD 3 3 | 23428 | HANFORD 3 4 | 1 | Closed | TransformerWinding | YES | 0 | 0 | 0 | 25 | 0 | 0 | 0
74200 | HAGERMAN 1 2 | 74202 | HAGERMAN 1 4 | 1 | Closed | TransformerWinding | YES | 0 | 0 | 0 | 77.2 | 0 | 0 | 0
21724 | CROCKETT 3 | 21725 | CROCKETT 4 | 1 | Closed | TransformerWinding | YES | 0 | 0 | 0 | 25 | 0 | 0 | 0
53212 | WATERFLOW 1 | 53215 | WATERFLOW 4 | 1 | Closed | Transformer | YES | 0 | 0 | 0 | 1136.3 | 0 | 0 | 0
21687 | COYOTE 4 | 21688 | COYOTE 5 | 1 | Closed | TransformerWinding | YES | 0 | 0 | 0 | 100 | 0 | 0 | 0
28967 | HEBER 3 3 | 28968 | HEBER 3 4 | 1 | Closed | TransformerWinding | YES | 0 | 0 | 0 | 25 | 0 | 0 | 0
60660 | PUEBLO 12 4 | 60661 | PUEBLO 12 5 | 1 | Closed | TransformerWinding | YES | 0 | 0 | 0 | 150 | 0 | 0 | 0
70148 | GLENROCK 4 1 | 70150 | GLENROCK 4 3 | 1 | Closed | Transformer | YES | 0 | 0 | 0 | 23.4 | 0 | 0 | 0
60762 | COLORADO SPRINGS 33 1 | 60764 | COLORADO SPRINGS 33 3 | 1 | Closed | Transformer | YES | 0 | 0 | 0 | 25.8 | 0 | 0 | 0
60836 | DENVER 57 1 | 60839 | DENVER 57 4 | 1 | Closed | Transformer | YES | 0 | 0 | 0 | 572.6 | 0 | 0 | 0
60870 | CRAIG 2 4 | 60871 | CRAIG 2 5 | 1 | Closed | TransformerWinding | YES | 0 | 0 | 0 | 75 | 0 | 0 | 0
74246 | RUPERT 2 3 | 74247 | RUPERT 2 4 | 1 | Closed | TransformerWinding | YES | 0 | 0 | 0 | 63.9 | 0 | 0 | 0
74229 | HAGERMAN 3 1 | 74233 | HAGERMAN 3 5 | 1 | Closed | Transformer | YES | 0 | 0 | 0 | 40.2 | 0 | 0 | 0
40624 | SIERRA VISTA 3 2 | 40627 | SIERRA VISTA 3 5 | 1 | Closed | TransformerWinding | YES | 0 | 0 | 0 | 68.5 | 0 | 0 | 0
50416 | HELPER 2 3 | 50417 | HELPER 2 4 | 1 | Closed | TransformerWinding | YES | 0 | 0 | 0 | 125 | 0 | 0 | 0
13691 | CLATSKANIE 5 3 | 13692 | CLATSKANIE 5 4 | 1 | Closed | TransformerWinding | YES | 0 | 0 | 0 | 25 | 0 | 0 | 0
28550 | SAN DIEGO 41 3 | 28551 | SAN DIEGO 41 4 | 1 | Closed | TransformerWinding | YES | 0 | 0 | 0 | 25 | 0 | 0 | 0
11038 | METALINE FALLS 1 | 11043 | METALINE FALLS 6 | 1 | Closed | Transformer | YES | 0 | 0 | 0 | 1417.4 | 0 | 0 | 0
60858 | FREDERICK 1 | 60862 | FREDERICK 5 | 1 | Closed | Transformer | YES | 0 | 0 | 0 | 888.1 | 0 | 0 | 0
60762 | COLORADO SPRINGS 33 1 | 60763 | COLORADO SPRINGS 33 2 | 1 | Closed | Transformer | YES | 0 | 0 | 0 | 51.7 | 0 | 0 | 0
60132 | FRASER 3 | 60133 | FRASER 4 | 1 | Closed | TransformerWinding | YES | 0 | 0 | 0 | 31.1 | 0 | 0 | 0
60131 | FRASER 2 | 60133 | FRASER 4 | 1 | Closed | TransformerWinding | YES | 0 | 0 | 0 | 31.1 | 0 | 0 | 0
21706 | ALAMEDA 4 2 | 21708 | ALAMEDA 4 4 | 1 | Closed | TransformerWinding | YES | 0 | 0 | 0 | 96.7 | 0 | 0 | 0
70148 | GLENROCK 4 1 | 70149 | GLENROCK 4 2 | 1 | Closed | Transformer | YES | 0 | 0 | 0 | 128.7 | 0 | 0 | 0
13620 | THE DALLES 3 1 | 13630 | THE DALLES 3 11 | 1 | Closed | Transformer | YES | 0 | 0 | 0 | 1658.7 | 0 | 0 | 0
74257 | HAGERMAN 4 1 | 74260 | HAGERMAN 4 4 | 1 | Closed | Transformer | YES | 0 | 0 | 0 | 230.1 | 0 | 0 | 0
21733 | SAN JOSE 46 1 | 21736 | SAN JOSE 46 4 | 1 | Closed | Transformer | YES | 0 | 0 | 0 | 368.6 | 0 | 0 | 0
30402 | LAS VEGAS 74 4 | 30403 | LAS VEGAS 74 5 | 1 | Closed | TransformerWinding | YES | 0 | 0 | 0 | 50 | 0 | 0 | 0
10968 | SPOKANE 22 1 | 10969 | SPOKANE 22 2 | 1 | Closed | Transformer | YES | 0 | 0 | 0 | 60.5 | 0 | 0 | 0
21411 | SANTA CLARA 2 3 | 21412 | SANTA CLARA 2 4 | 1 | Closed | TransformerWinding | YES | 0 | 0 | 0 | 25 | 0 | 0 | 0
60637 | FOUNTAIN 3 4 | 60638 | FOUNTAIN 3 5 | 1 | Closed | TransformerWinding | YES | 0 | 0 | 0 | 75 | 0 | 0 | 0
10953 | ARIEL 1 | 10956 | ARIEL 4 | 1 | Closed | Transformer | YES | 0 | 0 | 0 | 388.5 | 0 | 0 | 0
50426 | PAYSON 3 3 | 50427 | PAYSON 3 4 | 1 | Closed | TransformerWinding | YES | 0 | 0 | 0 | 100 | 0 | 0 | 0
13623 | THE DALLES 3 4 | 13624 | THE DALLES 3 5 | 1 | Closed | TransformerWinding | YES | 0 | 0 | 0 | 100 | 0 | 0 | 0
60462 | CASTLE ROCK 5 3 | 60463 | CASTLE ROCK 5 4 | 1 | Closed | TransformerWinding | YES | 0 | 0 | 0 | 28.2 | 0 | 0 | 0
60461 | CASTLE ROCK 5 2 | 60463 | CASTLE ROCK 5 4 | 1 | Closed | TransformerWinding | YES | 0 | 0 | 0 | 28.2 | 0 | 0 | 0
60682 | PLATTEVILLE 2 1 | 60689 | PLATTEVILLE 2 8 | 1 | Closed | Transformer | YES | 0 | 0 | 0 | 949.6 | 0 | 0 | 0
74288 | HAGERMAN 5 2 | 74290 | HAGERMAN 5 4 | 1 | Closed | TransformerWinding | YES | 0 | 0 | 0 | 76.2 | 0 | 0 | 0
77211 | BILLINGS 8 3 | 77212 | BILLINGS 8 4 | 1 | Closed | TransformerWinding | YES | 0 | 0 | 0 | 100 | 0 | 0 | 0
10874 | DAYTON 3 1 | 10883 | DAYTON 3 10 | 1 | Closed | Transformer | YES | 0 | 0 | 0 | 1332.8 | 0 | 0 | 0
10739 | COUGAR 1 1 | 10743 | COUGAR 1 5 | 1 | Closed | Transformer | YES | 0 | 0 | 0 | 1092.8 | 0 | 0 | 0
13326 | OREGON CITY 2 3 | 13327 | OREGON CITY 2 4 | 1 | Closed | TransformerWinding | YES | 0 | 0 | 0 | 100 | 0 | 0 | 0
60539 | AURORA 16 3 | 60540 | AURORA 16 4 | 1 | Closed | TransformerWinding | YES | 0 | 0 | 0 | 79.7 | 0 | 0 | 0
10856 | CENTRALIA 2 1 | 10859 | CENTRALIA 2 4 | 1 | Closed | Transformer | YES | 0 | 0 | 0 | 1823.1 | 0 | 0 | 0
60769 | LIMON 4 4 | 60770 | LIMON 4 5 | 1 | Closed | TransformerWinding | YES | 0 | 0 | 0 | 100 | 0 | 0 | 0
20426 | YUBA CITY 6 4 | 20427 | YUBA CITY 6 5 | 1 | Closed | TransformerWinding | YES | 0 | 0 | 0 | 125 | 0 | 0 | 0
50429 | EVANSTON 2 1 | 50434 | EVANSTON 2 6 | 1 | Closed | Transformer | YES | 0 | 0 | 0 | 223.7 | 0 | 0 | 0
74194 | IRWIN 3 | 74195 | IRWIN 4 | 1 | Closed | TransformerWinding | YES | 0 | 0 | 0 | 25 | 0 | 0 | 0
20402 | WOODLAND 5 3 | 20403 | WOODLAND 5 4 | 1 | Closed | TransformerWinding | YES | 0 | 0 | 0 | 50 | 0 | 0 | 0
26119 | MOJAVE 14 1 | 26120 | MOJAVE 14 2 | 1 | Closed | Transformer | YES | 0 | 0 | 0 | 117 | 0 | 0 | 0
21755 | RODEO 2 1 | 21756 | RODEO 2 2 | 1 | Closed | Transformer | YES | 0 | 0 | 0 | 70.5 | 0 | 0 | 0
10336 | SEATTLE 40 4 | 10337 | SEATTLE 40 5 | 1 | Closed | TransformerWinding | YES | 0 | 0 | 0 | 54.2 | 0 | 0 | 0
10335 | SEATTLE 40 3 | 10337 | SEATTLE 40 5 | 1 | Closed | TransformerWinding | YES | 0 | 0 | 0 | 54.2 | 0 | 0 | 0
23300 | ALPAUGH 1 | 23305 | ALPAUGH 6 | 1 | Closed | Transformer | YES | 0 | 0 | 0 | 285.3 | 0 | 0 | 0
11058 | DAYTON 5 3 | 11059 | DAYTON 5 4 | 1 | Closed | TransformerWinding | YES | 0 | 0 | 0 | 25 | 0 | 0 | 0
30278 | FALLON 2 1 | 30279 | FALLON 2 2 | 1 | Closed | Transformer | YES | 0 | 0 | 0 | 60.5 | 0 | 0 | 0
21102 | SAN FRANCISCO 12 3 | 21103 | SAN FRANCISCO 12 4 | 1 | Closed | TransformerWinding | YES | 0 | 0 | 0 | 50 | 0 | 0 | 0
21641 | PITTSBURG 5 1 | 21648 | PITTSBURG 5 8 | 1 | Closed | Transformer | YES | 0 | 0 | 0 | 1771.4 | 0 | 0 | 0
70095 | GLENROCK 2 1 | 70097 | GLENROCK 2 3 | 1 | Closed | Transformer | YES | 0 | 0 | 0 | 545.4 | 0 | 0 | 0
20224 | GALT 2 3 | 20225 | GALT 2 4 | 1 | Closed | TransformerWinding | YES | 0 | 0 | 0 | 52 | 0 | 0 | 0
20223 | GALT 2 2 | 20225 | GALT 2 4 | 1 | Closed | TransformerWinding | YES | 0 | 0 | 0 | 52 | 0 | 0 | 0
40901 | GILBERT 12 4 | 40902 | GILBERT 12 5 | 1 | Closed | TransformerWinding | YES | 0 | 0 | 0 | 75 | 0 | 0 | 0
40670 | SAFFORD 3 | 40671 | SAFFORD 4 | 1 | Closed | TransformerWinding | YES | 0 | 0 | 0 | 150 | 0 | 0 | 0
20423 | YUBA CITY 6 1 | 20428 | YUBA CITY 6 6 | 1 | Closed | Transformer | YES | 0 | 0 | 0 | 1496.4 | 0 | 0 | 0
60743 | GEORGETOWN 6 | 60745 | GEORGETOWN 8 | 1 | Closed | TransformerWinding | YES | 0 | 0 | 0 | 590 | 0 | 0 | 0
30304 | BATTLE MOUNTAIN 2 3 | 30305 | BATTLE MOUNTAIN 2 4 | 1 | Closed | TransformerWinding | YES | 0 | 0 | 0 | 50 | 0 | 0 | 0
40751 | MOHAVE VALLEY 2 1 | 40757 | MOHAVE VALLEY 2 7 | 1 | Closed | Transformer | YES | 0 | 0 | 0 | 1583.3 | 0 | 0 | 0
70139 | CHEYENNE 7 5 | 70140 | CHEYENNE 7 6 | 1 | Closed | TransformerWinding | YES | 0 | 0 | 0 | 100 | 0 | 0 | 0
21692 | BIRDS LANDING 4 1 | 21693 | BIRDS LANDING 4 2 | 1 | Closed | Transformer | YES | 0 | 0 | 0 | 133.2 | 0 | 0 | 0
26066 | CARSON 8 2 | 26068 | CARSON 8 4 | 1 | Closed | TransformerWinding | YES | 0 | 0 | 0 | 72.4 | 0 | 0 | 0
50206 | LOGAN 2 4 | 50207 | LOGAN 2 5 | 1 | Closed | TransformerWinding | YES | 0 | 0 | 0 | 100 | 0 | 0 | 0
21707 | ALAMEDA 4 3 | 21708 | ALAMEDA 4 4 | 1 | Closed | TransformerWinding | YES | 0 | 0 | 0 | 96.7 | 0 | 0 | 0
23374 | MOSS LANDING 1 | 23378 | MOSS LANDING 5 | 1 | Closed | Transformer | YES | 0 | 0 | 0 | 1802.1 | 0 | 0 | 0
21607 | PITTSBURG 4 1 | 21614 | PITTSBURG 4 8 | 1 | Closed | Transformer | YES | 0 | 0 | 0 | 554.7 | 0 | 0 | 0
53042 | ESPANOLA 3 | 53043 | ESPANOLA 4 | 1 | Closed | TransformerWinding | YES | 0 | 0 | 0 | 63.3 | 0 | 0 | 0
40203 | PHOENIX 24 3 | 40204 | PHOENIX 24 4 | 1 | Closed | TransformerWinding | YES | 0 | 0 | 0 | 89 | 0 | 0 | 0
13436 | WALLA WALLA 2 6 | 13437 | WALLA WALLA 2 7 | 1 | Closed | TransformerWinding | YES | 0 | 0 | 0 | 53.6 | 0 | 0 | 0
13435 | WALLA WALLA 2 5 | 13437 | WALLA WALLA 2 7 | 1 | Closed | TransformerWinding | YES | 0 | 0 | 0 | 53.6 | 0 | 0 | 0
28897 | HESPERIA 5 2 | 28899 | HESPERIA 5 4 | 1 | Closed | TransformerWinding | YES | 0 | 0 | 0 | 77.5 | 0 | 0 | 0
10720 | WENATCHEE 4 4 | 10721 | WENATCHEE 4 5 | 1 | Closed | TransformerWinding | YES | 0 | 0 | 0 | 75 | 0 | 0 | 0
70095 | GLENROCK 2 1 | 70099 | GLENROCK 2 5 | 1 | Closed | Transformer | YES | 0 | 0 | 0 | 542.6 | 0 | 0 | 0
60682 | PLATTEVILLE 2 1 | 60687 | PLATTEVILLE 2 6 | 1 | Closed | Transformer | YES | 0 | 0 | 0 | 962.8 | 0 | 0 | 0
13470 | UMATILLA 2 1 | 13478 | UMATILLA 2 9 | 1 | Closed | Transformer | YES | 0 | 0 | 0 | 1377.1 | 0 | 0 | 0
13675 | BOARDMAN 3 1 | 13677 | BOARDMAN 3 3 | 1 | Closed | Transformer | YES | 0 | 0 | 0 | 477.4 | 0 | 0 | 0
60445 | COLORADO SPRINGS 6 3 | 60446 | COLORADO SPRINGS 6 4 | 1 | Closed | TransformerWinding | YES | 0 | 0 | 0 | 66.6 | 0 | 0 | 0
20361 | RIO VISTA 2 1 | 20363 | RIO VISTA 2 3 | 1 | Closed | Transformer | YES | 0 | 0 | 0 | 486.1 | 0 | 0 | 0
28095 | ANAHEIM 11 3 | 28096 | ANAHEIM 11 4 | 1 | Closed | TransformerWinding | YES | 0 | 0 | 0 | 47.6 | 0 | 0 | 0
28094 | ANAHEIM 11 2 | 28096 | ANAHEIM 11 4 | 1 | Closed | TransformerWinding | YES | 0 | 0 | 0 | 47.6 | 0 | 0 | 0
50045 | TREMONTON 3 | 50046 | TREMONTON 4 | 1 | Closed | TransformerWinding | YES | 0 | 0 | 0 | 50 | 0 | 0 | 0
30320 | CRESCENT VALLEY 3 | 30321 | CRESCENT VALLEY 4 | 1 | Closed | TransformerWinding | YES | 0 | 0 | 0 | 144.9 | 0 | 0 | 0
13554 | KLAMATH FALLS 5 1 | 13559 | KLAMATH FALLS 5 6 | 1 | Closed | Transformer | YES | 0 | 0 | 0 | 1383.5 | 0 | 0 | 0
10194 | VANCOUVER 17 3 | 10195 | VANCOUVER 17 4 | 1 | Closed | TransformerWinding | YES | 0 | 0 | 0 | 100 | 0 | 0 | 0
21746 | GILROY 4 3 | 21747 | GILROY 4 4 | 1 | Closed | TransformerWinding | YES | 0 | 0 | 0 | 75 | 0 | 0 | 0
10976 | KENNEWICK 6 3 | 10977 | KENNEWICK 6 4 | 1 | Closed | TransformerWinding | YES | 0 | 0 | 0 | 100 | 0 | 0 | 0
25845 | SANTA MARGARITA 1 3 | 25847 | SANTA MARGARITA 1 5 | 1 | Closed | TransformerWinding | YES | 0 | 0 | 0 | 523.3 | 0 | 0 | 0
13481 | UNION 2 1 | 13483 | UNION 2 3 | 1 | Closed | Transformer | YES | 0 | 0 | 0 | 418.3 | 0 | 0 | 0
60626 | PEETZ 1 1 | 60629 | PEETZ 1 4 | 1 | Closed | Transformer | YES | 0 | 0 | 0 | 916 | 0 | 0 | 0
74209 | RATHDRUM 2 3 | 74210 | RATHDRUM 2 4 | 1 | Closed | TransformerWinding | YES | 0 | 0 | 0 | 75 | 0 | 0 | 0
70095 | GLENROCK 2 1 | 70100 | GLENROCK 2 6 | 1 | Closed | Transformer | YES | 0 | 0 | 0 | 541.8 | 0 | 0 | 0
10961 | POMEROY 2 1 | 10965 | POMEROY 2 5 | 1 | Closed | Transformer | YES | 0 | 0 | 0 | 597.6 | 0 | 0 | 0
13072 | ROSEBURG 3 3 | 13073 | ROSEBURG 3 4 | 1 | Closed | TransformerWinding | YES | 0 | 0 | 0 | 53.9 | 0 | 0 | 0
13071 | ROSEBURG 3 2 | 13073 | ROSEBURG 3 4 | 1 | Closed | TransformerWinding | YES | 0 | 0 | 0 | 53.9 | 0 | 0 | 0
28776 | SAN DIEGO 49 4 | 28777 | SAN DIEGO 49 5 | 1 | Closed | TransformerWinding | YES | 0 | 0 | 0 | 44.7 | 0 | 0 | 0
28775 | SAN DIEGO 49 3 | 28777 | SAN DIEGO 49 5 | 1 | Closed | TransformerWinding | YES | 0 | 0 | 0 | 44.7 | 0 | 0 | 0
29068 | NORTH PALM SPRINGS 8 3 | 29069 | NORTH PALM SPRINGS 8 4 | 1 | Closed | TransformerWinding | YES | 0 | 0 | 0 | 43.8 | 0 | 0 | 0
29067 | NORTH PALM SPRINGS 8 2 | 29069 | NORTH PALM SPRINGS 8 4 | 1 | Closed | TransformerWinding | YES | 0 | 0 | 0 | 43.8 | 0 | 0 | 0
21713 | ALAMEDA 4 9 | 21714 | ALAMEDA 4 10 | 1 | Closed | TransformerWinding | YES | 0 | 0 | 0 | 51.5 | 0 | 0 | 0
21712 | ALAMEDA 4 8 | 21714 | ALAMEDA 4 10 | 1 | Closed | TransformerWinding | YES | 0 | 0 | 0 | 51.5 | 0 | 0 | 0
10840 | TACOMA 21 3 | 10841 | TACOMA 21 4 | 1 | Closed | TransformerWinding | YES | 0 | 0 | 0 | 50 | 0 | 0 | 0
21460 | SAN JOSE 9 3 | 21461 | SAN JOSE 9 4 | 1 | Closed | TransformerWinding | YES | 0 | 0 | 0 | 125 | 0 | 0 | 0
13496 | THE DALLES 2 1 | 13500 | THE DALLES 2 5 | 1 | Closed | Transformer | YES | 0 | 0 | 0 | 1733.9 | 0 | 0 | 0
10820 | BICKLETON 1 1 | 10821 | BICKLETON 1 2 | 1 | Closed | Transformer | YES | 0 | 0 | 0 | 196.6 | 0 | 0 | 0
20277 | PORTOLA 3 | 20278 | PORTOLA 4 | 1 | Closed | TransformerWinding | YES | 0 | 0 | 0 | 101 | 0 | 0 | 0
10887 | SUMAS 1 | 10890 | SUMAS 4 | 1 | Closed | Transformer | YES | 0 | 0 | 0 | 320 | 0 | 0 | 0
23505 | JEAN 2 1 | 23513 | JEAN 2 9 | 1 | Closed | Transformer | YES | 0 | 0 | 0 | 772.1 | 0 | 0 | 0
10350 | SEATTLE 42 5 | 10352 | SEATTLE 42 7 | 1 | Closed | TransformerWinding | YES | 0 | 0 | 0 | 54.1 | 0 | 0 | 0
10351 | SEATTLE 42 6 | 10352 | SEATTLE 42 7 | 1 | Closed | TransformerWinding | YES | 0 | 0 | 0 | 54.1 | 0 | 0 | 0
26223 | SANTA CLARITA 5 4 | 26224 | SANTA CLARITA 5 5 | 1 | Closed | TransformerWinding | YES | 0 | 0 | 0 | 314.9 | 0 | 0 | 0
20387 | REDDING 8 1 | 20395 | REDDING 8 9 | 1 | Closed | Transformer | YES | 0 | 0 | 0 | 1253.2 | 0 | 0 | 0
77265 | BUTTE 3 3 | 77266 | BUTTE 3 4 | 1 | Closed | TransformerWinding | YES | 0 | 0 | 0 | 50 | 0 | 0 | 0
11038 | METALINE FALLS 1 | 11044 | METALINE FALLS 7 | 1 | Closed | Transformer | YES | 0 | 0 | 0 | 1412.4 | 0 | 0 | 0
13433 | WALLA WALLA 2 3 | 13434 | WALLA WALLA 2 4 | 1 | Closed | TransformerWinding | YES | 0 | 0 | 0 | 75 | 0 | 0 | 0
80089 | EL PASO 37 4 | 80090 | EL PASO 37 5 | 1 | Closed | TransformerWinding | YES | 0 | 0 | 0 | 50 | 0 | 0 | 0
10067 | BREMERTON 2 3 | 10068 | BREMERTON 2 4 | 1 | Closed | TransformerWinding | YES | 0 | 0 | 0 | 54.3 | 0 | 0 | 0
10066 | BREMERTON 2 2 | 10068 | BREMERTON 2 4 | 1 | Closed | TransformerWinding | YES | 0 | 0 | 0 | 54.3 | 0 | 0 | 0
10874 | DAYTON 3 1 | 10882 | DAYTON 3 9 | 1 | Closed | Transformer | YES | 0 | 0 | 0 | 1333.6 | 0 | 0 | 0
40737 | TEMPE 9 1 | 40741 | TEMPE 9 5 | 1 | Closed | Transformer | YES | 0 | 0 | 0 | 546.4 | 0 | 0 | 0
21733 | SAN JOSE 46 1 | 21738 | SAN JOSE 46 6 | 1 | Closed | Transformer | YES | 0 | 0 | 0 | 364.3 | 0 | 0 | 0
74192 | IRWIN 1 | 74196 | IRWIN 5 | 1 | Closed | Transformer | YES | 0 | 0 | 0 | 407.7 | 0 | 0 | 0
77272 | NOXON 1 | 77277 | NOXON 6 | 1 | Closed | Transformer | YES | 0 | 0 | 0 | 434.5 | 0 | 0 | 0
60475 | BRIGHTON 4 3 | 60476 | BRIGHTON 4 4 | 1 | Closed | TransformerWinding | YES | 0 | 0 | 0 | 25.2 | 0 | 0 | 0
60474 | BRIGHTON 4 2 | 60476 | BRIGHTON 4 4 | 1 | Closed | TransformerWinding | YES | 0 | 0 | 0 | 25.2 | 0 | 0 | 0
13126 | ALBANY 2 3 | 13127 | ALBANY 2 4 | 1 | Closed | TransformerWinding | YES | 0 | 0 | 0 | 129.7 | 0 | 0 | 0
10905 | BEVERLY 1 | 10913 | BEVERLY 9 | 1 | Closed | Transformer | YES | 0 | 0 | 0 | 1384 | 0 | 0 | 0
40835 | ARLINGTON 9 1 | 40836 | ARLINGTON 9 2 | 1 | Closed | Transformer | YES | 0 | 0 | 0 | 299.7 | 0 | 0 | 0
21508 | SAN JOSE 21 3 | 21509 | SAN JOSE 21 4 | 1 | Closed | TransformerWinding | YES | 0 | 0 | 0 | 51.6 | 0 | 0 | 0
21507 | SAN JOSE 21 2 | 21509 | SAN JOSE 21 4 | 1 | Closed | TransformerWinding | YES | 0 | 0 | 0 | 51.6 | 0 | 0 | 0
40875 | SPRINGERVILLE 2 1 | 40879 | SPRINGERVILLE 2 5 | 1 | Closed | Transformer | YES | 0 | 0 | 0 | 1764.6 | 0 | 0 | 0
40956 | GILA BEND 6 1 | 40962 | GILA BEND 6 7 | 1 | Closed | Transformer | YES | 0 | 0 | 0 | 1477.7 | 0 | 0 | 0
21028 | SANTA ROSA 4 3 | 21029 | SANTA ROSA 4 4 | 1 | Closed | TransformerWinding | YES | 0 | 0 | 0 | 75 | 0 | 0 | 0
11003 | GOLDENDALE 5 4 | 11004 | GOLDENDALE 5 5 | 1 | Closed | TransformerWinding | YES | 0 | 0 | 0 | 125 | 0 | 0 | 0
26106 | NEWHALL 3 3 | 26108 | NEWHALL 3 5 | 1 | Closed | TransformerWinding | YES | 0 | 0 | 0 | 96.3 | 0 | 0 | 0
26107 | NEWHALL 3 4 | 26108 | NEWHALL 3 5 | 1 | Closed | TransformerWinding | YES | 0 | 0 | 0 | 96.3 | 0 | 0 | 0
28847 | VICTORVILLE 7 1 | 28853 | VICTORVILLE 7 7 | 1 | Closed | Transformer | YES | 0 | 0 | 0 | 1501.5 | 0 | 0 | 0
10359 | LYNNWOOD 6 3 | 10360 | LYNNWOOD 6 4 | 1 | Closed | TransformerWinding | YES | 0 | 0 | 0 | 115.8 | 0 | 0 | 0
29046 | NORTH PALM SPRINGS 7 1 | 29048 | NORTH PALM SPRINGS 7 3 | 1 | Closed | Transformer | YES | 0 | 0 | 0 | 54.4 | 0 | 0 | 0
21328 | CASTRO VALLEY 2 3 | 21329 | CASTRO VALLEY 2 4 | 1 | Closed | TransformerWinding | YES | 0 | 0 | 0 | 100 | 0 | 0 | 0
13639 | MILTON FREEWATER 2 3 | 13640 | MILTON FREEWATER 2 4 | 1 | Closed | TransformerWinding | YES | 0 | 0 | 0 | 150 | 0 | 0 | 0
28758 | NIPTON 1 1 | 28761 | NIPTON 1 4 | 1 | Closed | Transformer | YES | 0 | 0 | 0 | 1321.4 | 0 | 0 | 0
40737 | TEMPE 9 1 | 40739 | TEMPE 9 3 | 1 | Closed | Transformer | YES | 0 | 0 | 0 | 794.2 | 0 | 0 | 0
10707 | WENATCHEE 3 1 | 10714 | WENATCHEE 3 8 | 1 | Closed | Transformer | YES | 0 | 0 | 0 | 1510 | 0 | 0 | 0
11011 | GRAND COULEE 1 | 11017 | GRAND COULEE 7 | 1 | Closed | Transformer | YES | 0 | 0 | 0 | 1862.7 | 0 | 0 | 0
10950 | FALL CITY 2 1 | 10951 | FALL CITY 2 2 | 1 | Closed | Transformer | YES | 0 | 0 | 0 | 72.9 | 0 | 0 | 0
23292 | AUBERRY 1 2 | 23294 | AUBERRY 1 4 | 1 | Closed | Transformer | YES | 0 | 0 | 0 | 14.7 | 0 | 0 | 0
10747 | BRIDGEPORT 1 | 10753 | BRIDGEPORT 7 | 1 | Closed | Transformer | YES | 0 | 0 | 0 | 1744.4 | 0 | 0 | 0
20520 | FORBESTOWN 2 1 | 20521 | FORBESTOWN 2 2 | 1 | Closed | Transformer | YES | 0 | 0 | 0 | 76.1 | 0 | 0 | 0
23186 | FRESNO 14 3 | 23187 | FRESNO 14 4 | 1 | Closed | TransformerWinding | YES | 0 | 0 | 0 | 75 | 0 | 0 | 0
29012 | CORONA 12 1 | 29013 | CORONA 12 2 | 1 | Closed | Transformer | YES | 0 | 0 | 0 | 82.6 | 0 | 0 | 0
23474 | MODESTO 12 2 | 23481 | MODESTO 12 9 | 1 | Closed | Transformer | YES | 0 | 0 | 0 | 21.8 | 0 | 0 | 0
40998 | ARLINGTON 12 1 | 41002 | ARLINGTON 12 5 | 1 | Closed | Transformer | YES | 0 | 0 | 0 | 1020.7 | 0 | 0 | 0
23367 | TRANQUILLITY 3 | 23369 | TRANQUILLITY 5 | 1 | Closed | TransformerWinding | YES | 0 | 0 | 0 | 98 | 0 | 0 | 0
10905 | BEVERLY 1 | 10911 | BEVERLY 7 | 1 | Closed | Transformer | YES | 0 | 0 | 0 | 1388.7 | 0 | 0 | 0
26083 | LEBEC 2 1 | 26085 | LEBEC 2 3 | 1 | Closed | Transformer | YES | 0 | 0 | 0 | 396.3 | 0 | 0 | 0
10992 | IONE 1 1 | 10993 | IONE 1 2 | 1 | Closed | Transformer | YES | 0 | 0 | 0 | 75.6 | 0 | 0 | 0
80086 | EL PASO 37 1 | 80097 | EL PASO 37 12 | 1 | Closed | Transformer | YES | 0 | 0 | 0 | 665 | 0 | 0 | 0
20326 | STRAWBERRY VALLEY 1 3 | 20327 | STRAWBERRY VALLEY 1 4 | 1 | Closed | TransformerWinding | YES | 0 | 0 | 0 | 100 | 0 | 0 | 0
28762 | DESERT HOT SPRINGS 4 1 | 28767 | DESERT HOT SPRINGS 4 6 | 1 | Closed | Transformer | YES | 0 | 0 | 0 | 1315.7 | 0 | 0 | 0
13133 | SPRINGFIELD 1 3 | 13134 | SPRINGFIELD 1 4 | 1 | Closed | TransformerWinding | YES | 0 | 0 | 0 | 53.8 | 0 | 0 | 0
13132 | SPRINGFIELD 1 2 | 13134 | SPRINGFIELD 1 4 | 1 | Closed | TransformerWinding | YES | 0 | 0 | 0 | 53.8 | 0 | 0 | 0
20436 | OROVILLE 5 1 | 20444 | OROVILLE 5 9 | 1 | Closed | Transformer | YES | 0 | 0 | 0 | 1184.7 | 0 | 0 | 0
30449 | BUNKERVILLE 2 1 | 30451 | BUNKERVILLE 2 3 | 1 | Closed | Transformer | YES | 0 | 0 | 0 | 511.9 | 0 | 0 | 0
26058 | SUN VALLEY 2 1 | 26062 | SUN VALLEY 2 5 | 1 | Closed | Transformer | YES | 0 | 0 | 0 | 1490.4 | 0 | 0 | 0
20128 | SACRAMENTO 9 3 | 20129 | SACRAMENTO 9 4 | 1 | Closed | TransformerWinding | YES | 0 | 0 | 0 | 52.8 | 0 | 0 | 0
20127 | SACRAMENTO 9 2 | 20129 | SACRAMENTO 9 4 | 1 | Closed | TransformerWinding | YES | 0 | 0 | 0 | 52.8 | 0 | 0 | 0
30340 | BOULDER CITY 4 3 | 30341 | BOULDER CITY 4 4 | 1 | Closed | TransformerWinding | YES | 0 | 0 | 0 | 100 | 0 | 0 | 0
74281 | GLENNS FERRY 2 1 | 74283 | GLENNS FERRY 2 3 | 1 | Closed | Transformer | YES | 0 | 0 | 0 | 43.3 | 0 | 0 | 0
26007 | OXNARD 12 3 | 26008 | OXNARD 12 4 | 1 | Closed | TransformerWinding | YES | 0 | 0 | 0 | 150 | 0 | 0 | 0
77272 | NOXON 1 | 77278 | NOXON 7 | 1 | Closed | Transformer | YES | 0 | 0 | 0 | 434.3 | 0 | 0 | 0
50356 | OREM 6 1 | 50361 | OREM 6 6 | 1 | Closed | Transformer | YES | 0 | 0 | 0 | 1063.7 | 0 | 0 | 0
20436 | OROVILLE 5 1 | 20440 | OROVILLE 5 5 | 1 | Closed | Transformer | YES | 0 | 0 | 0 | 1246.5 | 0 | 0 | 0
30387 | SPARKS 9 1 | 30397 | SPARKS 9 11 | 1 | Closed | Transformer | YES | 0 | 0 | 0 | 1127.2 | 0 | 0 | 0
23029 | LODI 1 3 | 23030 | LODI 1 4 | 1 | Closed | TransformerWinding | YES | 0 | 0 | 0 | 51.4 | 0 | 0 | 0
23028 | LODI 1 2 | 23030 | LODI 1 4 | 1 | Closed | TransformerWinding | YES | 0 | 0 | 0 | 51.4 | 0 | 0 | 0
60879 | FOUNTAIN 5 4 | 60880 | FOUNTAIN 5 5 | 1 | Closed | TransformerWinding | YES | 0 | 0 | 0 | 75 | 0 | 0 | 0
74250 | CAMBRIDGE 1 | 74253 | CAMBRIDGE 4 | 1 | Closed | Transformer | YES | 0 | 0 | 0 | 454.7 | 0 | 0 | 0
60682 | PLATTEVILLE 2 1 | 60691 | PLATTEVILLE 2 10 | 1 | Closed | Transformer | YES | 0 | 0 | 0 | 775.7 | 0 | 0 | 0
60266 | LITTLETON 3 3 | 60267 | LITTLETON 3 4 | 1 | Closed | TransformerWinding | YES | 0 | 0 | 0 | 75 | 0 | 0 | 0
74281 | GLENNS FERRY 2 1 | 74282 | GLENNS FERRY 2 2 | 1 | Closed | Transformer | YES | 0 | 0 | 0 | 43.4 | 0 | 0 | 0
77193 | ANACONDA 2 1 | 77197 | ANACONDA 2 5 | 1 | Closed | Transformer | YES | 0 | 0 | 0 | 386.3 | 0 | 0 | 0
28123 | YORBA LINDA 1 6 | 28124 | YORBA LINDA 1 7 | 1 | Closed | TransformerWinding | YES | 0 | 0 | 0 | 171 | 0 | 0 | 0
20476 | REDDING 10 1 | 20478 | REDDING 10 3 | 1 | Closed | Transformer | YES | 0 | 0 | 0 | 409.1 | 0 | 0 | 0
13666 | CASCADE LOCKS 1 | 13673 | CASCADE LOCKS 8 | 1 | Closed | Transformer | YES | 0 | 0 | 0 | 1442.2 | 0 | 0 | 0
40794 | PHOENIX 73 1 | 40799 | PHOENIX 73 6 | 1 | Closed | Transformer | YES | 0 | 0 | 0 | 1435 | 0 | 0 | 0
28731 | HOLTVILLE 2 2 | 28735 | HOLTVILLE 2 6 | 1 | Closed | Transformer | YES | 0 | 0 | 0 | 40.6 | 0 | 0 | 0
10717 | WENATCHEE 4 1 | 10727 | WENATCHEE 4 11 | 1 | Closed | Transformer | YES | 0 | 0 | 0 | 1216.1 | 0 | 0 | 0
70162 | ALCOVA 2 2 | 70163 | ALCOVA 2 3 | 1 | Closed | Transformer | YES | 0 | 0 | 0 | 38.9 | 0 | 0 | 0
10717 | WENATCHEE 4 1 | 10722 | WENATCHEE 4 6 | 1 | Closed | Transformer | YES | 0 | 0 | 0 | 1223.7 | 0 | 0 | 0
40998 | ARLINGTON 12 1 | 41001 | ARLINGTON 12 4 | 1 | Closed | Transformer | YES | 0 | 0 | 0 | 1021.5 | 0 | 0 | 0
77241 | GLASGOW 2 3 | 77242 | GLASGOW 2 4 | 1 | Closed | TransformerWinding | YES | 0 | 0 | 0 | 125 | 0 | 0 | 0
25011 | PASO ROBLES 2 3 | 25012 | PASO ROBLES 2 4 | 1 | Closed | TransformerWinding | YES | 0 | 0 | 0 | 75 | 0 | 0 | 0
21162 | RICHMOND 3 3 | 21163 | RICHMOND 3 4 | 1 | Closed | TransformerWinding | YES | 0 | 0 | 0 | 150 | 0 | 0 | 0
28670 | PALM DESERT 3 3 | 28671 | PALM DESERT 3 4 | 1 | Closed | TransformerWinding | YES | 0 | 0 | 0 | 44.8 | 0 | 0 | 0
28669 | PALM DESERT 3 2 | 28671 | PALM DESERT 3 4 | 1 | Closed | TransformerWinding | YES | 0 | 0 | 0 | 44.8 | 0 | 0 | 0
29077 | ANAHEIM 15 3 | 29078 | ANAHEIM 15 4 | 1 | Closed | TransformerWinding | YES | 0 | 0 | 0 | 100 | 0 | 0 | 0
70179 | GLENROCK 6 1 | 70181 | GLENROCK 6 3 | 1 | Closed | Transformer | YES | 0 | 0 | 0 | 105.7 | 0 | 0 | 0
23502 | LA GRANGE 3 | 23504 | LA GRANGE 5 | 1 | Closed | TransformerWinding | YES | 0 | 0 | 0 | 506 | 0 | 0 | 0
26171 | LONG BEACH 28 1 | 26173 | LONG BEACH 28 3 | 1 | Closed | Transformer | YES | 0 | 0 | 0 | 541.4 | 0 | 0 | 0
13620 | THE DALLES 3 1 | 13625 | THE DALLES 3 6 | 1 | Closed | Transformer | YES | 0 | 0 | 0 | 1664.5 | 0 | 0 | 0
77284 | HARDIN 3 3 | 77285 | HARDIN 3 4 | 1 | Closed | TransformerWinding | YES | 0 | 0 | 0 | 75 | 0 | 0 | 0
20398 | FOLSOM 3 3 | 20399 | FOLSOM 3 4 | 1 | Closed | TransformerWinding | YES | 0 | 0 | 0 | 150 | 0 | 0 | 0
10794 | ANACORTES 2 1 | 10796 | ANACORTES 2 3 | 1 | Closed | Transformer | YES | 0 | 0 | 0 | 325.8 | 0 | 0 | 0
40626 | SIERRA VISTA 3 4 | 40627 | SIERRA VISTA 3 5 | 1 | Closed | TransformerWinding | YES | 0 | 0 | 0 | 34.3 | 0 | 0 | 0
40625 | SIERRA VISTA 3 3 | 40627 | SIERRA VISTA 3 5 | 1 | Closed | TransformerWinding | YES | 0 | 0 | 0 | 34.3 | 0 | 0 | 0
10992 | IONE 1 1 | 10994 | IONE 1 3 | 1 | Closed | Transformer | YES | 0 | 0 | 0 | 38.7 | 0 | 0 | 0
25493 | WILMINGTON 1 3 | 25494 | WILMINGTON 1 4 | 1 | Closed | TransformerWinding | YES | 0 | 0 | 0 | 50.9 | 0 | 0 | 0
25492 | WILMINGTON 1 2 | 25494 | WILMINGTON 1 4 | 1 | Closed | TransformerWinding | YES | 0 | 0 | 0 | 50.9 | 0 | 0 | 0
13564 | SPRINGFIELD 5 3 | 13565 | SPRINGFIELD 5 4 | 1 | Closed | TransformerWinding | YES | 0 | 0 | 0 | 125 | 0 | 0 | 0
77089 | ENNIS 3 | 77090 | ENNIS 4 | 1 | Closed | TransformerWinding | YES | 0 | 0 | 0 | 76.7 | 0 | 0 | 0
13681 | ARLINGTON 8 1 | 13686 | ARLINGTON 8 6 | 1 | Closed | Transformer | YES | 0 | 0 | 0 | 1603.9 | 0 | 0 | 0
21487 | SAN JOSE 14 3 | 21488 | SAN JOSE 14 4 | 1 | Closed | TransformerWinding | YES | 0 | 0 | 0 | 51.9 | 0 | 0 | 0
21486 | SAN JOSE 14 2 | 21488 | SAN JOSE 14 4 | 1 | Closed | TransformerWinding | YES | 0 | 0 | 0 | 51.9 | 0 | 0 | 0
10844 | BURBANK 2 1 | 10853 | BURBANK 2 10 | 1 | Closed | Transformer | YES | 0 | 0 | 0 | 830.9 | 0 | 0 | 0
77198 | COLSTRIP 1 1 | 77199 | COLSTRIP 1 2 | 1 | Closed | Transformer | YES | 0 | 0 | 0 | 80.6 | 0 | 0 | 0
20500 | REDDING 12 4 | 20501 | REDDING 12 5 | 1 | Closed | TransformerWinding | YES | 0 | 0 | 0 | 118.6 | 0 | 0 | 0
10905 | BEVERLY 1 | 10909 | BEVERLY 5 | 1 | Closed | Transformer | YES | 0 | 0 | 0 | 1390.9 | 0 | 0 | 0
20484 | MIDDLETOWN 6 1 | 20487 | MIDDLETOWN 6 4 | 1 | Closed | Transformer | YES | 0 | 0 | 0 | 1501.2 | 0 | 0 | 0
10747 | BRIDGEPORT 1 | 10751 | BRIDGEPORT 5 | 1 | Closed | Transformer | YES | 0 | 0 | 0 | 1746.7 | 0 | 0 | 0
20358 | WENDEL 1 | 20359 | WENDEL 2 | 1 | Closed | Transformer | YES | 0 | 0 | 0 | 70.4 | 0 | 0 | 0
10769 | ROCKPORT 1 1 | 10773 | ROCKPORT 1 5 | 1 | Closed | Transformer | YES | 0 | 0 | 0 | 335.6 | 0 | 0 | 0
21134 | SOUTH SAN FRANCISCO 1 3 | 21135 | SOUTH SAN FRANCISCO 1 4 | 1 | Closed | TransformerWinding | YES | 0 | 0 | 0 | 125 | 0 | 0 | 0
10916 | ROCKPORT 3 1 | 10922 | ROCKPORT 3 7 | 1 | Closed | Transformer | YES | 0 | 0 | 0 | 1236.8 | 0 | 0 | 0
60786 | PUEBLO 13 2 | 60793 | PUEBLO 13 9 | 1 | Closed | Transformer | YES | 0 | 0 | 0 | 149.6 | 0 | 0 | 0
53259 | BELEN 2 3 | 53260 | BELEN 2 4 | 1 | Closed | TransformerWinding | YES | 0 | 0 | 0 | 100 | 0 | 0 | 0
60741 | GEORGETOWN 4 | 60742 | GEORGETOWN 5 | 1 | Closed | TransformerWinding | YES | 0 | 0 | 0 | 50 | 0 | 0 | 0
13603 | IDLEYLD PARK 2 3 | 13604 | IDLEYLD PARK 2 4 | 1 | Closed | TransformerWinding | YES | 0 | 0 | 0 | 112.2 | 0 | 0 | 0
13620 | THE DALLES 3 1 | 13628 | THE DALLES 3 9 | 1 | Closed | Transformer | YES | 0 | 0 | 0 | 1661.8 | 0 | 0 | 0
10899 | COULEE CITY 1 1 | 10902 | COULEE CITY 1 4 | 1 | Closed | Transformer | YES | 0 | 0 | 0 | 325.8 | 0 | 0 | 0
20188 | SACRAMENTO 32 3 | 20189 | SACRAMENTO 32 4 | 1 | Closed | TransformerWinding | YES | 0 | 0 | 0 | 52.7 | 0 | 0 | 0
20187 | SACRAMENTO 32 2 | 20189 | SACRAMENTO 32 4 | 1 | Closed | TransformerWinding | YES | 0 | 0 | 0 | 52.7 | 0 | 0 | 0
28405 | SAN DIEGO 4 3 | 28406 | SAN DIEGO 4 4 | 1 | Closed | TransformerWinding | YES | 0 | 0 | 0 | 125 | 0 | 0 | 0
10732 | SHELTON 3 3 | 10733 | SHELTON 3 4 | 1 | Closed | TransformerWinding | YES | 0 | 0 | 0 | 125 | 0 | 0 | 0
40794 | PHOENIX 73 1 | 40800 | PHOENIX 73 7 | 1 | Closed | Transformer | YES | 0 | 0 | 0 | 1430.1 | 0 | 0 | 0
21733 | SAN JOSE 46 1 | 21740 | SAN JOSE 46 8 | 1 | Closed | Transformer | YES | 0 | 0 | 0 | 309.8 | 0 | 0 | 0
11038 | METALINE FALLS 1 | 11041 | METALINE FALLS 4 | 1 | Closed | Transformer | YES | 0 | 0 | 0 | 1420.3 | 0 | 0 | 0
60804 | MONTROSE 4 1 | 60808 | MONTROSE 4 5 | 1 | Closed | Transformer | YES | 0 | 0 | 0 | 619.8 | 0 | 0 | 0
10080 | SILVERDALE 1 3 | 10081 | SILVERDALE 1 4 | 1 | Closed | TransformerWinding | YES | 0 | 0 | 0 | 150 | 0 | 0 | 0
21122 | SAN FRANCISCO 20 3 | 21123 | SAN FRANCISCO 20 4 | 1 | Closed | TransformerWinding | YES | 0 | 0 | 0 | 150 | 0 | 0 | 0
13557 | KLAMATH FALLS 5 4 | 13558 | KLAMATH FALLS 5 5 | 1 | Closed | TransformerWinding | YES | 0 | 0 | 0 | 75 | 0 | 0 | 0
23142 | MERCED 5 3 | 23143 | MERCED 5 4 | 1 | Closed | TransformerWinding | YES | 0 | 0 | 0 | 51.4 | 0 | 0 | 0
23141 | MERCED 5 2 | 23143 | MERCED 5 4 | 1 | Closed | TransformerWinding | YES | 0 | 0 | 0 | 51.4 | 0 | 0 | 0
11011 | GRAND COULEE 1 | 11022 | GRAND COULEE 12 | 1 | Closed | Transformer | YES | 0 | 0 | 0 | 1045.6 | 0 | 0 | 0
20436 | OROVILLE 5 1 | 20441 | OROVILLE 5 6 | 1 | Closed | Transformer | YES | 0 | 0 | 0 | 1243.5 | 0 | 0 | 0
30328 | BOULDER CITY 3 3 | 30329 | BOULDER CITY 3 4 | 1 | Closed | TransformerWinding | YES | 0 | 0 | 0 | 50 | 0 | 0 | 0
13594 | OXBOW 2 1 | 13597 | OXBOW 2 4 | 1 | Closed | Transformer | YES | 0 | 0 | 0 | 1297 | 0 | 0 | 0
60008 | CORTEZ 4 | 60009 | CORTEZ 5 | 1 | Closed | TransformerWinding | YES | 0 | 0 | 0 | 75 | 0 | 0 | 0
10963 | POMEROY 2 3 | 10964 | POMEROY 2 4 | 1 | Closed | TransformerWinding | YES | 0 | 0 | 0 | 150 | 0 | 0 | 0
10941 | KAHLOTUS 1 | 10948 | KAHLOTUS 8 | 1 | Closed | Transformer | YES | 0 | 0 | 0 | 1322.6 | 0 | 0 | 0
40991 | ARLINGTON 11 1 | 40995 | ARLINGTON 11 5 | 1 | Closed | Transformer | YES | 0 | 0 | 0 | 1077.7 | 0 | 0 | 0
77221 | HUNGRY HORSE 1 | 77226 | HUNGRY HORSE 6 | 1 | Closed | Transformer | YES | 0 | 0 | 0 | 436.5 | 0 | 0 | 0
30384 | ELY 2 3 | 30385 | ELY 2 4 | 1 | Closed | TransformerWinding | YES | 0 | 0 | 0 | 75 | 0 | 0 | 0
13666 | CASCADE LOCKS 1 | 13669 | CASCADE LOCKS 4 | 1 | Closed | Transformer | YES | 0 | 0 | 0 | 1451.2 | 0 | 0 | 0
70073 | CHEYENNE 1 3 | 70074 | CHEYENNE 1 4 | 1 | Closed | TransformerWinding | YES | 0 | 0 | 0 | 100 | 0 | 0 | 0
60644 | GROVER 5 | 60645 | GROVER 6 | 1 | Closed | TransformerWinding | YES | 0 | 0 | 0 | 50 | 0 | 0 | 0
25676 | NORWALK 3 3 | 25677 | NORWALK 3 4 | 1 | Closed | TransformerWinding | YES | 0 | 0 | 0 | 75 | 0 | 0 | 0
77074 | GREAT FALLS 4 3 | 77075 | GREAT FALLS 4 4 | 1 | Closed | TransformerWinding | YES | 0 | 0 | 0 | 43.6 | 0 | 0 | 0
77073 | GREAT FALLS 4 2 | 77075 | GREAT FALLS 4 4 | 1 | Closed | TransformerWinding | YES | 0 | 0 | 0 | 43.6 | 0 | 0 | 0
74038 | COEUR D ALENE 3 3 | 74039 | COEUR D ALENE 3 4 | 1 | Closed | TransformerWinding | YES | 0 | 0 | 0 | 139.7 | 0 | 0 | 0
10119 | OAK HARBOR 2 3 | 10120 | OAK HARBOR 2 4 | 1 | Closed | TransformerWinding | YES | 0 | 0 | 0 | 125 | 0 | 0 | 0
10680 | MATTAWA 2 1 | 10686 | MATTAWA 2 7 | 1 | Closed | Transformer | YES | 0 | 0 | 0 | 1369.6 | 0 | 0 | 0
60276 | DENVER 10 3 | 60277 | DENVER 10 4 | 1 | Closed | TransformerWinding | YES | 0 | 0 | 0 | 100 | 0 | 0 | 0
11011 | GRAND COULEE 1 | 11024 | GRAND COULEE 14 | 1 | Closed | Transformer | YES | 0 | 0 | 0 | 1041.2 | 0 | 0 | 0
60818 | FLEMING 3 | 60819 | FLEMING 4 | 1 | Closed | TransformerWinding | YES | 0 | 0 | 0 | 150 | 0 | 0 | 0
50347 | BLANDING 3 | 50348 | BLANDING 4 | 1 | Closed | TransformerWinding | YES | 0 | 0 | 0 | 100 | 0 | 0 | 0
10680 | MATTAWA 2 1 | 10683 | MATTAWA 2 4 | 1 | Closed | Transformer | YES | 0 | 0 | 0 | 1375 | 0 | 0 | 0
21634 | STANFORD 2 3 | 21635 | STANFORD 2 4 | 1 | Closed | TransformerWinding | YES | 0 | 0 | 0 | 125 | 0 | 0 | 0
11038 | METALINE FALLS 1 | 11042 | METALINE FALLS 5 | 1 | Closed | Transformer | YES | 0 | 0 | 0 | 1419.7 | 0 | 0 | 0
53280 | BLOOMFIELD 2 3 | 53281 | BLOOMFIELD 2 4 | 1 | Closed | TransformerWinding | YES | 0 | 0 | 0 | 150 | 0 | 0 | 0
11074 | PATEROS 1 | 11081 | PATEROS 8 | 1 | Closed | Transformer | YES | 0 | 0 | 0 | 1282.8 | 0 | 0 | 0
11029 | FERNDALE 2 3 | 11030 | FERNDALE 2 4 | 1 | Closed | TransformerWinding | YES | 0 | 0 | 0 | 150 | 0 | 0 | 0
77234 | POLSON 2 3 | 77235 | POLSON 2 4 | 1 | Closed | TransformerWinding | YES | 0 | 0 | 0 | 125 | 0 | 0 | 0
30250 | JACKPOT 3 | 30251 | JACKPOT 4 | 1 | Closed | TransformerWinding | YES | 0 | 0 | 0 | 125 | 0 | 0 | 0
60304 | FORT COLLINS 5 4 | 60305 | FORT COLLINS 5 5 | 1 | Closed | TransformerWinding | YES | 0 | 0 | 0 | 159.4 | 0 | 0 | 0
70183 | GILLETTE 8 1 | 70184 | GILLETTE 8 2 | 1 | Closed | Transformer | YES | 0 | 0 | 0 | 123.5 | 0 | 0 | 0
28055 | ANAHEIM 7 1 | 28058 | ANAHEIM 7 4 | 1 | Closed | TransformerWinding | YES | 0 | 0 | 0 | 96.5 | 0 | 0 | 0
25019 | GROVER BEACH 1 | 25022 | GROVER BEACH 4 | 1 | Closed | TransformerWinding | YES | 0 | 0 | 0 | 102.1 | 0 | 0 | 0
50118 | SOUTH JORDAN 2 3 | 50119 | SOUTH JORDAN 2 4 | 1 | Closed | TransformerWinding | YES | 0 | 0 | 0 | 50 | 0 | 0 | 0
28717 | HINKLEY 1 1 | 28721 | HINKLEY 1 5 | 1 | Closed | Transformer | YES | 0 | 0 | 0 | 1345.3 | 0 | 0 | 0
50446 | HUNTINGTON 2 1 | 50449 | HUNTINGTON 2 4 | 1 | Closed | Transformer | YES | 0 | 0 | 0 | 1161.9 | 0 | 0 | 0
26067 | CARSON 8 3 | 26068 | CARSON 8 4 | 1 | Closed | TransformerWinding | YES | 0 | 0 | 0 | 72.4 | 0 | 0 | 0
25861 | CANTIL 3 | 25862 | CANTIL 4 | 1 | Closed | TransformerWinding | YES | 0 | 0 | 0 | 75 | 0 | 0 | 0
28332 | CARLSBAD 1 3 | 28333 | CARLSBAD 1 4 | 1 | Closed | TransformerWinding | YES | 0 | 0 | 0 | 46.9 | 0 | 0 | 0
28331 | CARLSBAD 1 2 | 28333 | CARLSBAD 1 4 | 1 | Closed | TransformerWinding | YES | 0 | 0 | 0 | 46.9 | 0 | 0 | 0
28817 | TRONA 4 | 28818 | TRONA 5 | 1 | Closed | TransformerWinding | YES | 0 | 0 | 0 | 99.3 | 0 | 0 | 0
28816 | TRONA 3 | 28818 | TRONA 5 | 1 | Closed | TransformerWinding | YES | 0 | 0 | 0 | 99.3 | 0 | 0 | 0
28860 | SAN BERNARDINO 10 1 | 28866 | SAN BERNARDINO 10 7 | 1 | Closed | Transformer | YES | 0 | 0 | 0 | 392 | 0 | 0 | 0
28430 | SUN CITY 2 3 | 28431 | SUN CITY 2 4 | 1 | Closed | TransformerWinding | YES | 0 | 0 | 0 | 25 | 0 | 0 | 0
41013 | CHINO VALLEY 2 1 | 41014 | CHINO VALLEY 2 2 | 1 | Closed | Transformer | YES | 0 | 0 | 0 | 24.7 | 0 | 0 | 0
29063 | CABAZON 2 | 29065 | CABAZON 4 | 1 | Closed | TransformerWinding | YES | 0 | 0 | 0 | 114.4 | 0 | 0 | 0
70055 | CASPER 5 3 | 70056 | CASPER 5 4 | 1 | Closed | TransformerWinding | YES | 0 | 0 | 0 | 130 | 0 | 0 | 0
26171 | LONG BEACH 28 1 | 26175 | LONG BEACH 28 5 | 1 | Closed | Transformer | YES | 0 | 0 | 0 | 532.2 | 0 | 0 | 0
25910 | BAKERSFIELD 23 1 | 25911 | BAKERSFIELD 23 2 | 1 | Closed | Transformer | YES | 0 | 0 | 0 | 71.7 | 0 | 0 | 0
53275 | CUBERO 3 | 53276 | CUBERO 4 | 1 | Closed | TransformerWinding | YES | 0 | 0 | 0 | 100 | 0 | 0 | 0
26041 | WILMINGTON 4 1 | 26043 | WILMINGTON 4 3 | 1 | Closed | Transformer | YES | 0 | 0 | 0 | 13 | 0 | 0 | 0
23157 | MADERA 4 1 | 23159 | MADERA 4 3 | 1 | Closed | Line | NO | -144.5 | -68.1 | 159.7 | 0 | 0 | 0.07 | 0.26
23155 | MADERA 3 1 | 23156 | MADERA 3 2 | 1 | Closed | Line | NO | 44.2 | 6.3 | 44.6 | 0 | 0 | 0.01 | 0.02
40104 | SURPRISE 3 1 | 40106 | SURPRISE 3 3 | 1 | Closed | Line | NO | -70.7 | -23 | 74.4 | 0 | 0 | 0.01 | 0.06
40104 | SURPRISE 3 1 | 40105 | SURPRISE 3 2 | 1 | Closed | Line | NO | 70.7 | 23 | 74.4 | 0 | 0 | 0.01 | 0.06
40099 | GOODYEAR 3 1 | 40102 | GOODYEAR 3 4 | 1 | Closed | Line | NO | 0 | 0 | 0 | 0 | 0 | 0 | 0
40099 | GOODYEAR 3 1 | 40101 | GOODYEAR 3 3 | 1 | Closed | Line | NO | -38.9 | 18.7 | 43.2 | 0 | 0 | 0 | 0.02
40099 | GOODYEAR 3 1 | 40100 | GOODYEAR 3 2 | 1 | Closed | Line | NO | 38.9 | 3.5 | 39 | 0 | 0 | 0 | 0.02
40097 | CHINO VALLEY 1 1 | 40098 | CHINO VALLEY 1 2 | 1 | Closed | Line | NO | 47.5 | 18.2 | 50.8 | 0 | 0 | 0.01 | 0.03
23151 | MADERA 2 1 | 23152 | MADERA 2 2 | 1 | Closed | Line | NO | -34 | -10.4 | 35.5 | 0 | 0 | 0 | 0.01
40092 | LITCHFIELD PARK 1 1 | 40093 | LITCHFIELD PARK 1 2 | 1 | Closed | Line | NO | 39.4 | 5.4 | 39.8 | 0 | 0 | 0 | 0.02
23148 | CHOWCHILLA 1 1 | 23149 | CHOWCHILLA 1 2 | 1 | Closed | Line | NO | 42.9 | 12.5 | 44.7 | 0 | 0 | 0 | 0.02
40084 | SURPRISE 2 1 | 40087 | SURPRISE 2 4 | 1 | Closed | Line | NO | 0 | 0 | 0 | 0 | 0 | 0 | 0
40084 | SURPRISE 2 1 | 40086 | SURPRISE 2 3 | 1 | Closed | Line | NO | -70.5 | -14.9 | 72 | 0 | 0 | 0.01 | 0.05
40084 | SURPRISE 2 1 | 40085 | SURPRISE 2 2 | 1 | Closed | Line | NO | 70.5 | 14.9 | 72 | 0 | 0 | 0.01 | 0.05
40081 | SURPRISE 1 1 | 40082 | SURPRISE 1 2 | 1 | Closed | Line | NO | 28.7 | 7.5 | 29.7 | 0 | 0 | 0 | 0.01
23140 | MERCED 5 1 | 23143 | MERCED 5 4 | 1 | Closed | TransformerWinding | YES | 0 | 0 | 0 | 102.8 | 0 | 0 | 0
40079 | WADDELL 1 | 40080 | WADDELL 2 | 1 | Closed | Line | NO | -26.2 | -1.9 | 26.3 | 0 | 0 | 0 | 0.01
13467 | ARLINGTON 4 1 | 13469 | ARLINGTON 4 3 | 1 | Closed | Line | NO | 2 | 0.9 | 2.2 | 0 | 0 | 0 | 0
40077 | PAULDEN 1 | 40078 | PAULDEN 2 | 1 | Closed | Line | NO | -15 | -5.6 | 16 | 0 | 0 | 0 | 0
10088 | PORT ORCHARD 1 1 | 10089 | PORT ORCHARD 1 2 | 1 | Closed | Line | NO | 33.2 | 4.2 | 33.5 | 0 | 0 | 0 | 0.01
40074 | BUCKEYE 3 1 | 40076 | BUCKEYE 3 3 | 1 | Closed | Line | NO | 78.2 | 19.8 | 80.6 | 0 | 0 | 0.01 | 0.07
23134 | MERCED 3 1 | 23135 | MERCED 3 2 | 1 | Closed | Line | NO | 27.7 | 3.8 | 28 | 0 | 0 | 0 | 0.01
40069 | WITTMANN 1 | 40072 | WITTMANN 4 | 1 | Closed | Line | NO | 0 | 0 | 0 | 0 | 0 | 0 | 0
40069 | WITTMANN 1 | 40071 | WITTMANN 3 | 1 | Closed | Line | NO | -24.8 | -6 | 25.6 | 0 | 0 | 0 | 0.01
40069 | WITTMANN 1 | 40070 | WITTMANN 2 | 1 | Closed | Line | NO | 24.8 | 6 | 25.6 | 0 | 0 | 0 | 0.01
23132 | MERCED 2 1 | 23133 | MERCED 2 2 | 1 | Closed | Line | NO | 29.7 | 11.5 | 31.8 | 0 | 0 | 0 | 0.01
40065 | AJO 1 | 40066 | AJO 2 | 1 | Closed | Line | NO | 13.4 | 2.5 | 13.7 | 0 | 0 | 0 | 0
13462 | CLATSKANIE 2 1 | 13463 | CLATSKANIE 2 2 | 1 | Closed | Line | NO | 137.3 | -15.3 | 138.2 | 0 | 0 | 0.04 | 0.2
40062 | GILA BEND 1 1 | 40063 | GILA BEND 1 2 | 1 | Closed | Line | NO | -8.4 | -2.6 | 8.8 | 0 | 0 | 0 | 0
40059 | WICKENBURG 1 | 40060 | WICKENBURG 2 | 1 | Closed | Line | NO | 25.9 | 6 | 26.6 | 0 | 0 | 0 | 0.01
10172 | BATTLE GROUND 1 1 | 10174 | BATTLE GROUND 1 3 | 1 | Closed | Line | NO | 41.1 | 5.6 | 41.5 | 0 | 0 | 0 | 0.02
40052 | BAGDAD 1 1 | 40053 | BAGDAD 1 2 | 1 | Closed | Line | NO | 8.6 | 2.4 | 9 | 0 | 0 | 0 | 0
40050 | AGUILA 1 | 40051 | AGUILA 2 | 1 | Closed | Line | NO | -5.9 | -1.2 | 6 | 0 | 0 | 0 | 0
40048 | LITTLEFIELD 1 | 40049 | LITTLEFIELD 2 | 1 | Closed | Line | NO | -13.3 | -3.9 | 13.8 | 0 | 0 | 0 | 0
13459 | KENO 1 | 13461 | KENO 3 | 1 | Closed | Line | NO | 1.9 | 0.5 | 1.9 | 0 | 0 | 0 | 0
10346 | SEATTLE 42 1 | 10353 | SEATTLE 42 8 | 1 | Closed | Line | NO | -178.7 | 21.1 | 179.9 | 0 | 0 | 0.08 | 0.36
23121 | ATWATER 1 1 | 23122 | ATWATER 1 2 | 1 | Closed | Line | NO | 35 | 13.7 | 37.6 | 0 | 0 | 0 | 0.01
23116 | OAKDALE 1 1 | 23118 | OAKDALE 1 3 | 1 | Closed | Line | NO | -60.3 | -21.2 | 63.9 | 0 | 0 | 0.01 | 0.05
23116 | OAKDALE 1 1 | 23117 | OAKDALE 1 2 | 1 | Closed | Line | NO | 60.3 | 21.2 | 63.9 | 0 | 0 | 0.01 | 0.04
13455 | BLUE RIVER 3 | 13456 | BLUE RIVER 4 | 1 | Closed | TransformerWinding | YES | 0 | 0 | 0 | 125 | 0 | 0 | 0
10172 | BATTLE GROUND 1 1 | 10173 | BATTLE GROUND 1 2 | 1 | Closed | Line | NO | -41.1 | -5.6 | 41.5 | 0 | 0 | 0 | 0.02
40033 | YUMA 5 1 | 40037 | YUMA 5 5 | 1 | Closed | Line | NO | -186.4 | -278.9 | 335.5 | 0 | 0 | 0.3 | 1.19
40031 | YUMA 4 1 | 40032 | YUMA 4 2 | 1 | Closed | Line | NO | 69.8 | 17.7 | 72 | 0 | 0 | 0.01 | 0.06
23114 | JACKSON 1 1 | 23115 | JACKSON 1 2 | 1 | Closed | Line | NO | 27.8 | 8.5 | 29.1 | 0 | 0 | 0 | 0.01
40029 | QUARTZSITE 1 | 40030 | QUARTZSITE 2 | 1 | Closed | Line | NO | 13.3 | 5 | 14.2 | 0 | 0 | 0 | 0
23112 | DELHI 1 | 23113 | DELHI 2 | 1 | Closed | Line | NO | 23.4 | 0.4 | 23.4 | 0 | 0 | 0 | 0.01
40025 | LAKE HAVASU CITY 2 1 | 40026 | LAKE HAVASU CITY 2 2 | 1 | Closed | Line | NO | -48.7 | -3.6 | 48.9 | 0 | 0 | 0.01 | 0.03
13453 | BLUE RIVER 1 | 13457 | BLUE RIVER 5 | 1 | Closed | Line | NO | 2.4 | -73.9 | 74 | 0 | 0 | 0.01 | 0.06
40023 | GOLDEN VALLEY 1 1 | 40024 | GOLDEN VALLEY 1 2 | 1 | Closed | Line | NO | 36.3 | 1.4 | 36.3 | 0 | 0 | 0 | 0.01
40020 | DOLAN SPRINGS 1 | 40021 | DOLAN SPRINGS 2 | 1 | Closed | Line | NO | -2.1 | -0.4 | 2.2 | 0 | 0 | 0 | 0
40018 | TOPOCK 1 | 40019 | TOPOCK 2 | 1 | Closed | Line | NO | -6.3 | -0.8 | 6.4 | 0 | 0 | 0 | 0
13451 | JOSEPH 3 | 13452 | JOSEPH 4 | 1 | Closed | TransformerWinding | YES | 0 | 0 | 0 | 53.5 | 0 | 0 | 0
40016 | YUMA 3 1 | 40017 | YUMA 3 2 | 1 | Closed | Line | NO | 61.3 | 18.2 | 63.9 | 0 | 0 | 0.01 | 0.04
13450 | JOSEPH 2 | 13452 | JOSEPH 4 | 1 | Closed | TransformerWinding | YES | 0 | 0 | 0 | 53.5 | 0 | 0 | 0
40014 | BULLHEAD CITY 3 1 | 40015 | BULLHEAD CITY 3 2 | 1 | Closed | Line | NO | 21.5 | 7.6 | 22.8 | 0 | 0 | 0 | 0.01
23106 | TURLOCK 2 1 | 23107 | TURLOCK 2 2 | 1 | Closed | Line | NO | -32.6 | -11.8 | 34.6 | 0 | 0 | 0 | 0.01
40010 | MOHAVE VALLEY 1 1 | 40012 | MOHAVE VALLEY 1 3 | 1 | Closed | Line | NO | -20.7 | -3.2 | 21 | 0 | 0 | 0 | 0
40010 | MOHAVE VALLEY 1 1 | 40011 | MOHAVE VALLEY 1 2 | 1 | Closed | Line | NO | 20.7 | 3.2 | 21 | 0 | 0 | 0 | 0
10343 | GRAHAM 1 | 10345 | GRAHAM 3 | 1 | Closed | Line | NO | -87.2 | -16.4 | 88.7 | 0 | 0 | 0.02 | 0.08
40006 | FORT MOHAVE 1 | 40007 | FORT MOHAVE 2 | 1 | Closed | Line | NO | 41.6 | 5.2 | 41.9 | 0 | 0 | 0 | 0.02
23101 | RIVERBANK 1 | 23102 | RIVERBANK 2 | 1 | Closed | Line | NO | -41.7 | -20 | 46.3 | 0 | 0 | 0.01 | 0.02
40004 | YUMA 2 1 | 40005 | YUMA 2 2 | 1 | Closed | Line | NO | -112.4 | -32.9 | 117.1 | 0 | 0 | 0.03 | 0.15
23098 | MODESTO 9 1 | 23100 | MODESTO 9 3 | 1 | Closed | Line | NO | -75.4 | -26.9 | 80 | 0 | 0 | 0.01 | 0.07
23098 | MODESTO 9 1 | 23099 | MODESTO 9 2 | 1 | Closed | Line | NO | 75.4 | 26.9 | 80 | 0 | 0 | 0.02 | 0.07
10343 | GRAHAM 1 | 10344 | GRAHAM 2 | 1 | Closed | Line | NO | 87.2 | 16.4 | 88.7 | 0 | 0 | 0.02 | 0.08
23095 | MODESTO 8 1 | 23097 | MODESTO 8 3 | 1 | Closed | Line | NO | -73.3 | -18.7 | 75.6 | 0 | 0 | 0.02 | 0.06
30449 | BUNKERVILLE 2 1 | 30457 | BUNKERVILLE 2 9 | 2 | Closed | Line | NO | 307.2 | 133.4 | 334.9 | 0 | 0 | 0.27 | 1.08
23095 | MODESTO 8 1 | 23096 | MODESTO 8 2 | 1 | Closed | Line | NO | 73.3 | 18.7 | 75.6 | 0 | 0 | 0.01 | 0.06
30449 | BUNKERVILLE 2 1 | 30457 | BUNKERVILLE 2 9 | 1 | Closed | Line | NO | 307.1 | 133.5 | 334.8 | 0 | 0 | 0.27 | 1.08
30439 | LAS VEGAS 78 3 | 30440 | LAS VEGAS 78 4 | 1 | Closed | TransformerWinding | YES | 0 | 0 | 0 | 150 | 0 | 0 | 0
30437 | LAS VEGAS 78 1 | 30444 | LAS VEGAS 78 8 | 1 | Closed | Line | NO | 259.5 | -232.1 | 348.1 | 0 | 0 | 0.24 | 1.36
23089 | MODESTO 6 1 | 23090 | MODESTO 6 2 | 1 | Closed | Line | NO | 41.8 | 6 | 42.2 | 0 | 0 | 0 | 0.02
30435 | GERLACH 1 | 30436 | GERLACH 2 | 1 | Closed | Line | NO | 6.5 | 0 | 6.5 | 0 | 0 | 0 | 0
30431 | NORTH LAS VEGAS 11 3 | 30432 | NORTH LAS VEGAS 11 4 | 1 | Closed | TransformerWinding | YES | 0 | 0 | 0 | 125 | 0 | 0 | 0
23087 | ESCALON 1 | 23088 | ESCALON 2 | 1 | Closed | Line | NO | -23.1 | -8.2 | 24.5 | 0 | 0 | 0 | 0.01
30429 | NORTH LAS VEGAS 11 1 | 30433 | NORTH LAS VEGAS 11 5 | 1 | Closed | Line | NO | -41.9 | 99.3 | 107.7 | 0 | 0 | 0.03 | 0.13
23084 | MODESTO 5 1 | 23086 | MODESTO 5 3 | 1 | Closed | Line | NO | -70.5 | -17.8 | 72.7 | 0 | 0 | 0.01 | 0.06
23084 | MODESTO 5 1 | 23085 | MODESTO 5 2 | 1 | Closed | Line | NO | 70.5 | 17.8 | 72.7 | 0 | 0 | 0.01 | 0.05
30419 | LAS VEGAS 75 3 | 30420 | LAS VEGAS 75 4 | 1 | Closed | TransformerWinding | YES | 0 | 0 | 0 | 125 | 0 | 0 | 0
10340 | LYNNWOOD 4 1 | 10342 | LYNNWOOD 4 3 | 1 | Closed | Line | NO | 43.2 | 9.4 | 44.2 | 0 | 0 | 0 | 0.02
30417 | LAS VEGAS 75 1 | 30424 | LAS VEGAS 75 8 | 1 | Closed | Line | NO | -40.7 | 196.8 | 200.9 | 0 | 0 | 0.11 | 0.39
23081 | KING CITY 1 1 | 23082 | KING CITY 1 2 | 1 | Closed | Line | NO | 29.1 | 5.3 | 29.6 | 0 | 0 | 0 | 0.01
30417 | LAS VEGAS 75 1 | 30421 | LAS VEGAS 75 5 | 1 | Closed | Transformer | YES | 0 | 0 | 0 | 535 | 0 | 0 | 0
23079 | MODESTO 3 1 | 23080 | MODESTO 3 2 | 1 | Closed | Line | NO | 50.7 | 8.7 | 51.4 | 0 | 0 | 0.01 | 0.03
30400 | LAS VEGAS 74 2 | 30416 | LAS VEGAS 74 18 | 1 | Closed | Line | NO | 1402.7 | 364.3 | 1449.3 | 0 | 0 | 4.85 | 22.7
13443 | VALE 1 1 | 13445 | VALE 1 3 | 1 | Closed | Line | NO | -13.5 | -6.3 | 14.9 | 0 | 0 | 0 | 0
13443 | VALE 1 1 | 13444 | VALE 1 2 | 1 | Closed | Line | NO | 13.5 | 6.3 | 14.9 | 0 | 0 | 0 | 0
10340 | LYNNWOOD 4 1 | 10341 | LYNNWOOD 4 2 | 1 | Closed | Line | NO | -43.2 | -9.4 | 44.2 | 0 | 0 | 0 | 0.02
23076 | MODESTO 1 1 | 23077 | MODESTO 1 2 | 1 | Closed | Line | NO | 28.5 | 3.4 | 28.7 | 0 | 0 | 0 | 0.01
23072 | LODI 2 1 | 23073 | LODI 2 2 | 1 | Closed | Line | NO | 42.5 | 14.4 | 44.8 | 0 | 0 | 0 | 0.02
23070 | STOCKTON 14 1 | 23071 | STOCKTON 14 2 | 1 | Closed | Line | NO | -49.4 | 83.3 | 96.8 | 0 | 0 | 0.02 | 0.1
23068 | NEWMAN 1 | 23069 | NEWMAN 2 | 1 | Closed | Line | NO | -21.1 | -3.8 | 21.4 | 0 | 0 | 0 | 0.01
23065 | MANTECA 4 1 | 23067 | MANTECA 4 3 | 1 | Closed | Line | NO | -72.7 | -20.6 | 75.6 | 0 | 0 | 0.02 | 0.06
23065 | MANTECA 4 1 | 23066 | MANTECA 4 2 | 1 | Closed | Line | NO | 72.7 | 20.6 | 75.6 | 0 | 0 | 0.02 | 0.07
23062 | MANTECA 3 1 | 23064 | MANTECA 3 3 | 1 | Closed | Line | NO | 38.4 | 9.5 | 39.6 | 0 | 0 | 0 | 0.02
23062 | MANTECA 3 1 | 23063 | MANTECA 3 2 | 1 | Closed | Line | NO | -38.4 | -9.5 | 39.6 | 0 | 0 | 0 | 0.02
30370 | LAS VEGAS 72 2 | 30378 | LAS VEGAS 72 10 | 1 | Closed | Line | NO | 310.4 | -12.6 | 310.6 | 0 | 0 | 0.26 | 0.94
30369 | LAS VEGAS 72 1 | 30373 | LAS VEGAS 72 5 | 1 | Closed | Transformer | YES | 0 | 0 | 0 | 1598.3 | 0 | 0 | 0
30369 | LAS VEGAS 72 1 | 30372 | LAS VEGAS 72 4 | 1 | Closed | Transformer | YES | 0 | 0 | 0 | 1601.7 | 0 | 0 | 0
23055 | MANTECA 2 1 | 23057 | MANTECA 2 3 | 1 | Closed | Line | NO | 28.4 | 3.5 | 28.6 | 0 | 0 | 0 | 0.01
23055 | MANTECA 2 1 | 23056 | MANTECA 2 2 | 1 | Closed | Line | NO | -28.4 | -3.5 | 28.6 | 0 | 0 | 0 | 0.01
30362 | AUSTIN 1 | 30367 | AUSTIN 6 | 2 | Closed | Line | NO | -10.4 | -73.3 | 74 | 0 | 0 | 0.01 | 0.06
30362 | AUSTIN 1 | 30367 | AUSTIN 6 | 1 | Closed | Line | NO | -10.3 | -73.3 | 74 | 0 | 0 | 0.01 | 0.06
13431 | WALLA WALLA 2 1 | 13438 | WALLA WALLA 2 8 | 1 | Closed | Line | NO | -80.1 | -14 | 81.3 | 0 | 0 | 0.02 | 0.07
30357 | IMLAY 2 | 30359 | IMLAY 4 | 1 | Closed | TransformerWinding | YES | 0 | 0 | 0 | 165.1 | 0 | 0 | 0
23052 | STOCKTON 12 1 | 23053 | STOCKTON 12 2 | 1 | Closed | Line | NO | -35.1 | -10.9 | 36.8 | 0 | 0 | 0 | 0.01
30356 | IMLAY 1 | 30361 | IMLAY 6 | 1 | Closed | Line | NO | 0 | 0 | 0 | 0 | 0 | 0 | 0
30356 | IMLAY 1 | 30360 | IMLAY 5 | 1 | Closed | Line | NO | 11.5 | -0.1 | 11.5 | 0 | 0 | 0 | 0
30353 | BUNKERVILLE 1 3 | 30354 | BUNKERVILLE 1 4 | 1 | Closed | TransformerWinding | YES | 0 | 0 | 0 | 125 | 0 | 0 | 0
30351 | BUNKERVILLE 1 1 | 30355 | BUNKERVILLE 1 5 | 1 | Closed | Line | NO | -88.1 | -2 | 88.1 | 0 | 0 | 0.02 | 0.08
13428 | WALLA WALLA 1 1 | 13430 | WALLA WALLA 1 3 | 1 | Closed | Line | NO | -49.3 | -11.5 | 50.6 | 0 | 0 | 0.01 | 0.03
13428 | WALLA WALLA 1 1 | 13429 | WALLA WALLA 1 2 | 1 | Closed | Line | NO | 49.3 | 11.5 | 50.6 | 0 | 0 | 0.01 | 0.03
23046 | LATHROP 1 1 | 23047 | LATHROP 1 2 | 1 | Closed | Line | NO | 32.1 | 8 | 33.1 | 0 | 0 | 0 | 0.01
23044 | STOCKTON 10 1 | 23045 | STOCKTON 10 2 | 1 | Closed | Line | NO | 25 | 7 | 26 | 0 | 0 | 0 | 0.01
10707 | WENATCHEE 3 1 | 10716 | WENATCHEE 3 10 | 1 | Closed | Line | NO | 333.2 | -458 | 566.4 | 0 | 0 | 0.85 | 3.6
30332 | LAS VEGAS 70 1 | 30333 | LAS VEGAS 70 2 | 1 | Closed | Line | NO | 24 | -2.7 | 24.1 | 0 | 0 | 0 | 0.01
30326 | BOULDER CITY 3 1 | 30331 | BOULDER CITY 3 6 | 1 | Closed | Line | NO | 0 | 0 | 0 | 0 | 0 | 0 | 0
30326 | BOULDER CITY 3 1 | 30330 | BOULDER CITY 3 5 | 1 | Closed | Line | NO | 18.1 | 4.4 | 18.7 | 0 | 0 | 0 | 0
30322 | HENDERSON 15 1 | 30325 | HENDERSON 15 4 | 1 | Closed | Line | NO | 0 | 0 | 0 | 0 | 0 | 0 | 0
30322 | HENDERSON 15 1 | 30324 | HENDERSON 15 3 | 1 | Closed | Line | NO | -202.8 | -89.5 | 221.7 | 0 | 0 | 0.14 | 0.51
13421 | BURNS 1 1 | 13424 | BURNS 1 4 | 1 | Closed | Line | NO | 0 | 0 | 0 | 0 | 0 | 0 | 0
23037 | SOLEDAD 1 1 | 23038 | SOLEDAD 1 2 | 1 | Closed | Line | NO | 24.4 | 4 | 24.7 | 0 | 0 | 0 | 0.01
13421 | BURNS 1 1 | 13423 | BURNS 1 3 | 1 | Closed | Line | NO | -17.6 | -35.7 | 39.8 | 0 | 0 | 0 | 0.02
10169 | LAKEWOOD 3 1 | 10170 | LAKEWOOD 3 2 | 1 | Closed | Line | NO | 14.5 | 0.9 | 14.5 | 0 | 0 | 0 | 0
23034 | HOLLISTER 1 1 | 23035 | HOLLISTER 1 2 | 1 | Closed | Line | NO | 44.6 | 17.8 | 48 | 0 | 0 | 0.01 | 0.03
13421 | BURNS 1 1 | 13422 | BURNS 1 2 | 1 | Closed | Line | NO | 17.6 | 4.7 | 18.2 | 0 | 0 | 0 | 0
30310 | RENO 22 1 | 30312 | RENO 22 3 | 1 | Closed | Line | NO | 0 | 0 | 0 | 0 | 0 | 0 | 0
30310 | RENO 22 1 | 30311 | RENO 22 2 | 1 | Closed | Line | NO | 24.6 | 0 | 24.6 | 0 | 0 | 0 | 0.01
23032 | STOCKTON 5 1 | 23033 | STOCKTON 5 2 | 1 | Closed | Line | NO | 58.4 | 7.3 | 58.9 | 0 | 0 | 0.01 | 0.03
23027 | LODI 1 1 | 23031 | LODI 1 5 | 1 | Closed | Line | NO | -25.4 | -7.1 | 26.3 | 0 | 0 | 0 | 0.01
13419 | JOHN DAY 1 | 13420 | JOHN DAY 2 | 1 | Closed | Line | NO | 18.4 | 5.6 | 19.2 | 0 | 0 | 0 | 0
30295 | LAS VEGAS 69 1 | 30297 | LAS VEGAS 69 3 | 1 | Closed | Transformer | YES | 0 | 0 | 0 | 516.3 | 0 | 0 | 0
23025 | GREENFIELD 1 | 23026 | GREENFIELD 2 | 1 | Closed | Line | NO | -31.6 | -5.2 | 32 | 0 | 0 | 0 | 0.01
13417 | HERMISTON 2 1 | 13418 | HERMISTON 2 2 | 1 | Closed | Line | NO | -36.7 | -7.4 | 37.4 | 0 | 0 | 0 | 0.01
30292 | LAS VEGAS 68 1 | 30294 | LAS VEGAS 68 3 | 1 | Closed | Line | NO | 32.6 | -4.8 | 32.9 | 0 | 0 | 0 | 0.01
30287 | FALLON 3 1 | 30288 | FALLON 3 2 | 1 | Closed | Line | NO | 30.3 | 0 | 30.3 | 0 | 0 | 0 | 0.01
30284 | SEARCHLIGHT 1 | 30286 | SEARCHLIGHT 3 | 1 | Closed | Line | NO | 2.8 | 6.1 | 6.7 | 0 | 0 | 0 | 0
23019 | TRACY 5 1 | 23020 | TRACY 5 2 | 1 | Closed | Line | NO | 44.9 | 9.7 | 45.9 | 0 | 0 | 0.01 | 0.02
13415 | HERMISTON 1 1 | 13416 | HERMISTON 1 2 | 1 | Closed | Line | NO | -33 | -10.3 | 34.6 | 0 | 0 | 0 | 0.01
30281 | SPARKS 8 1 | 30283 | SPARKS 8 3 | 1 | Closed | Line | NO | 3.4 | 0.3 | 3.4 | 0 | 0 | 0 | 0
30281 | SPARKS 8 1 | 30282 | SPARKS 8 2 | 1 | Closed | Line | NO | 16.2 | -2.5 | 16.4 | 0 | 0 | 0 | 0
30273 | RENO 21 1 | 30276 | RENO 21 4 | 1 | Closed | Line | NO | 0 | 0 | 0 | 0 | 0 | 0 | 0
30273 | RENO 21 1 | 30275 | RENO 21 3 | 1 | Closed | Line | NO | 11.5 | -0.3 | 11.5 | 0 | 0 | 0 | 0
13412 | HEPPNER 1 | 13413 | HEPPNER 2 | 1 | Closed | Line | NO | 4.8 | 0.3 | 4.8 | 0 | 0 | 0 | 0
30268 | RENO 20 1 | 30270 | RENO 20 3 | 1 | Closed | Line | NO | 16.5 | -0.2 | 16.5 | 0 | 0 | 0 | 0
30264 | WEST WENDOVER 1 | 30266 | WEST WENDOVER 3 | 1 | Closed | Line | NO | 0 | 0 | 0 | 0 | 0 | 0 | 0
30264 | WEST WENDOVER 1 | 30265 | WEST WENDOVER 2 | 1 | Closed | Line | NO | 10.9 | -1 | 10.9 | 0 | 0 | 0 | 0
13409 | BOARDMAN 1 1 | 13410 | BOARDMAN 1 2 | 1 | Closed | Line | NO | -10 | -1.4 | 10.1 | 0 | 0 | 0 | 0
10702 | GOLDENDALE 2 1 | 10706 | GOLDENDALE 2 5 | 1 | Closed | Line | NO | 0 | 0 | 0 | 0 | 0 | 0 | 0
10084 | BLAINE 1 1 | 10086 | BLAINE 1 3 | 1 | Closed | Line | NO | -40.9 | -5.9 | 41.3 | 0 | 0 | 0 | 0.02
23005 | MARINA 1 | 23007 | MARINA 3 | 1 | Closed | Line | NO | 40.3 | 7.1 | 41 | 0 | 0 | 0 | 0.02
30257 | CALIENTE 1 | 30260 | CALIENTE 4 | 1 | Closed | Line | NO | 0 | 0 | 0 | 0 | 0 | 0 | 0
23005 | MARINA 1 | 23006 | MARINA 2 | 1 | Closed | Line | NO | -40.3 | -7.1 | 41 | 0 | 0 | 0 | 0.02
30257 | CALIENTE 1 | 30259 | CALIENTE 3 | 1 | Closed | Line | NO | -4.5 | -0.8 | 4.6 | 0 | 0 | 0 | 0
30257 | CALIENTE 1 | 30258 | CALIENTE 2 | 1 | Closed | Line | NO | 4.5 | 0.8 | 4.6 | 0 | 0 | 0 | 0
13407 | LAKEVIEW 1 | 13408 | LAKEVIEW 2 | 1 | Closed | Line | NO | -13.7 | -31 | 33.9 | 0 | 0 | 0 | 0.01
10702 | GOLDENDALE 2 1 | 10705 | GOLDENDALE 2 4 | 1 | Closed | Line | NO | 133.7 | 11.7 | 134.2 | 0 | 0 | 0.04 | 0.18
30253 | LAUGHLIN 1 | 30255 | LAUGHLIN 3 | 1 | Closed | Line | NO | 22.6 | 11.1 | 25.2 | 0 | 0 | 0 | 0.01
13405 | CHRISTMAS VALLEY 1 | 13406 | CHRISTMAS VALLEY 2 | 1 | Closed | Line | NO | -5 | -9.2 | 10.5 | 0 | 0 | 0 | 0
10702 | GOLDENDALE 2 1 | 10704 | GOLDENDALE 2 3 | 1 | Closed | Line | NO | 2.2 | 0.7 | 2.3 | 0 | 0 | 0 | 0
13403 | PRINEVILLE 1 | 13404 | PRINEVILLE 2 | 1 | Closed | Line | NO | 45.1 | 6.8 | 45.6 | 0 | 0 | 0 | 0.02
30235 | HENDERSON 10 1 | 30236 | HENDERSON 10 2 | 1 | Closed | Line | NO | -58.6 | -6.1 | 59 | 0 | 0 | 0.01 | 0.04
21744 | GILROY 4 1 | 21752 | GILROY 4 9 | 1 | Closed | Line | NO | 0 | 0 | 0 | 0 | 0 | 0 | 0
21744 | GILROY 4 1 | 21751 | GILROY 4 8 | 1 | Closed | Line | NO | -62.4 | 29.4 | 68.9 | 0 | 0 | 0.01 | 0.05
13400 | THE DALLES 1 1 | 13401 | THE DALLES 1 2 | 1 | Closed | Line | NO | -53.2 | -10.9 | 54.3 | 0 | 0 | 0.01 | 0.03
30227 | LAS VEGAS 62 1 | 30229 | LAS VEGAS 62 3 | 1 | Closed | Line | NO | -68.6 | -23.2 | 72.4 | 0 | 0 | 0.01 | 0.05
21733 | SAN JOSE 46 1 | 21741 | SAN JOSE 46 9 | 1 | Closed | Line | NO | -139.2 | -226.8 | 266.1 | 0 | 0 | 0.16 | 0.77
10697 | CLE ELUM 2 1 | 10701 | CLE ELUM 2 5 | 1 | Closed | Line | NO | -31.7 | -15.7 | 35.3 | 0 | 0 | 0 | 0.01
30227 | LAS VEGAS 62 1 | 30228 | LAS VEGAS 62 2 | 1 | Closed | Line | NO | 68.6 | 23.2 | 72.4 | 0 | 0 | 0.01 | 0.06
30224 | LAS VEGAS 60 1 | 30225 | LAS VEGAS 60 2 | 1 | Closed | Line | NO | 88.2 | 9.6 | 88.7 | 0 | 0 | 0.02 | 0.09
10697 | CLE ELUM 2 1 | 10700 | CLE ELUM 2 4 | 1 | Closed | Line | NO | 1.2 | 0.5 | 1.3 | 0 | 0 | 0 | 0
30218 | LAS VEGAS 58 1 | 30220 | LAS VEGAS 58 3 | 1 | Closed | Line | NO | 106.5 | 32.6 | 111.4 | 0 | 0 | 0.03 | 0.13
13396 | BEND 4 1 | 13398 | BEND 4 3 | 1 | Closed | Line | NO | -164.7 | -61 | 175.6 | 0 | 0 | 0.06 | 0.31
30216 | HENDERSON 7 1 | 30217 | HENDERSON 7 2 | 1 | Closed | Line | NO | 70.8 | 29.4 | 76.7 | 0 | 0 | 0.02 | 0.06
10084 | BLAINE 1 1 | 10085 | BLAINE 1 2 | 1 | Closed | Line | NO | 40.9 | 5.9 | 41.3 | 0 | 0 | 0 | 0.02
30212 | HENDERSON 4 1 | 30213 | HENDERSON 4 2 | 1 | Closed | Line | NO | -55.4 | -20.2 | 58.9 | 0 | 0 | 0.01 | 0.03
30210 | HENDERSON 3 1 | 30211 | HENDERSON 3 2 | 1 | Closed | Line | NO | 70.7 | 6.9 | 71 | 0 | 0 | 0.01 | 0.05
13394 | REDMOND 5 1 | 13395 | REDMOND 5 2 | 1 | Closed | Line | NO | 40.3 | 13 | 42.3 | 0 | 0 | 0 | 0.02
30206 | LAS VEGAS 57 1 | 30207 | LAS VEGAS 57 2 | 1 | Closed | Line | NO | 96.2 | 29.4 | 100.5 | 0 | 0 | 0.03 | 0.1
30204 | LAS VEGAS 56 1 | 30205 | LAS VEGAS 56 2 | 1 | Closed | Line | NO | 96.2 | 39.3 | 103.9 | 0 | 0 | 0.03 | 0.11
13392 | REDMOND 4 1 | 13393 | REDMOND 4 2 | 1 | Closed | Line | NO | 40.3 | 9.1 | 41.3 | 0 | 0 | 0 | 0.02
30201 | NORTH LAS VEGAS 10 1 | 30202 | NORTH LAS VEGAS 10 2 | 1 | Closed | Line | NO | -44.7 | -17.7 | 48 | 0 | 0 | 0.01 | 0.02
30198 | NORTH LAS VEGAS 8 1 | 30199 | NORTH LAS VEGAS 8 2 | 1 | Closed | Line | NO | -14.2 | -4.8 | 15 | 0 | 0 | 0 | 0
21720 | SANTA CLARA 7 1 | 21721 | SANTA CLARA 7 2 | 1 | Closed | Line | NO | 35.6 | 16.7 | 39.3 | 0 | 0 | 0 | 0.02
30193 | LAS VEGAS 53 1 | 30195 | LAS VEGAS 53 3 | 1 | Closed | Line | NO | -59.9 | -7.8 | 60.4 | 0 | 0 | 0.01 | 0.04
30193 | LAS VEGAS 53 1 | 30194 | LAS VEGAS 53 2 | 1 | Closed | Line | NO | 59.9 | 7.8 | 60.4 | 0 | 0 | 0.01 | 0.04
10330 | SEATTLE 39 1 | 10332 | SEATTLE 39 3 | 1 | Closed | Line | NO | 52.7 | 12.4 | 54.2 | 0 | 0 | 0.01 | 0.03
30186 | LAS VEGAS 49 1 | 30187 | LAS VEGAS 49 2 | 1 | Closed | Line | NO | 74.2 | 10.4 | 74.9 | 0 | 0 | 0.02 | 0.06
13390 | TERREBONNE 1 | 13391 | TERREBONNE 2 | 1 | Closed | Line | NO | 16.2 | 2.1 | 16.4 | 0 | 0 | 0 | 0
21705 | ALAMEDA 4 1 | 21715 | ALAMEDA 4 11 | 1 | Closed | Line | NO | 54.5 | 26.2 | 60.5 | 0 | 0 | 0.01 | 0.04
30182 | LAS VEGAS 46 1 | 30183 | LAS VEGAS 46 2 | 1 | Closed | Line | NO | -84.5 | -14.8 | 85.7 | 0 | 0 | 0.02 | 0.08
13388 | BEND 3 1 | 13389 | BEND 3 2 | 1 | Closed | Line | NO | 48.7 | 17.1 | 51.6 | 0 | 0 | 0.01 | 0.03
30176 | LAS VEGAS 42 1 | 30177 | LAS VEGAS 42 2 | 1 | Closed | Line | NO | -38.6 | -5.1 | 39 | 0 | 0 | 0 | 0.02
10690 | ROOSEVELT 1 1 | 10692 | ROOSEVELT 1 3 | 1 | Closed | Line | NO | 0.7 | 0.2 | 0.7 | 0 | 0 | 0 | 0
21694 | BENICIA 3 1 | 21697 | BENICIA 3 4 | 1 | Closed | Line | NO | 0 | 0 | 0 | 0 | 0 | 0 | 0
21694 | BENICIA 3 1 | 21696 | BENICIA 3 3 | 1 | Closed | Line | NO | 0 | 0 | 0 | 0 | 0 | 0 | 0
21694 | BENICIA 3 1 | 21695 | BENICIA 3 2 | 1 | Closed | Line | NO | 97.6 | 49.9 | 109.6 | 0 | 0 | 0.03 | 0.14
13386 | BEND 2 1 | 13387 | BEND 2 2 | 1 | Closed | Line | NO | -48.7 | -4.5 | 48.9 | 0 | 0 | 0.01 | 0.02
30164 | LAS VEGAS 39 1 | 30165 | LAS VEGAS 39 2 | 1 | Closed | Line | NO | 53.6 | 7.4 | 54.1 | 0 | 0 | 0.01 | 0.03
30162 | LAS VEGAS 38 3 | 30163 | LAS VEGAS 38 4 | 1 | Closed | TransformerWinding | YES | 0 | 0 | 0 | 75 | 0 | 0 | 0
30156 | LAS VEGAS 36 1 | 30157 | LAS VEGAS 36 2 | 1 | Closed | Line | NO | 54.4 | 21.4 | 58.5 | 0 | 0 | 0.01 | 0.04
30150 | LAS VEGAS 32 1 | 30152 | LAS VEGAS 32 3 | 1 | Closed | Line | NO | -75.8 | -9.5 | 76.4 | 0 | 0 | 0.01 | 0.07
30150 | LAS VEGAS 32 1 | 30151 | LAS VEGAS 32 2 | 1 | Closed | Line | NO | 75.8 | 9.5 | 76.4 | 0 | 0 | 0.02 | 0.07
21679 | BIRDS LANDING 3 1 | 21683 | BIRDS LANDING 3 5 | 1 | Closed | Line | NO | 0 | 0 | 0 | 0 | 0 | 0 | 0
30148 | LAS VEGAS 31 1 | 30149 | LAS VEGAS 31 2 | 1 | Closed | Line | NO | 75.8 | 20.2 | 78.4 | 0 | 0 | 0.02 | 0.07
21679 | BIRDS LANDING 3 1 | 21682 | BIRDS LANDING 3 4 | 1 | Closed | Line | NO | 22.4 | 23.7 | 32.6 | 0 | 0 | 0 | 0.01
30145 | LAS VEGAS 29 1 | 30146 | LAS VEGAS 29 2 | 1 | Closed | Line | NO | 105.2 | 14.6 | 106.2 | 0 | 0 | 0.03 | 0.13
30142 | LAS VEGAS 27 1 | 30143 | LAS VEGAS 27 2 | 1 | Closed | Line | NO | 67.3 | 19.6 | 70.1 | 0 | 0 | 0.01 | 0.06
30140 | LAS VEGAS 26 1 | 30141 | LAS VEGAS 26 2 | 1 | Closed | Line | NO | 49.5 | 2.1 | 49.6 | 0 | 0 | 0.01 | 0.03
21676 | BIRDS LANDING 2 1 | 21678 | BIRDS LANDING 2 3 | 1 | Closed | Line | NO | 84.7 | 42.8 | 94.9 | 0 | 0 | 0.02 | 0.09
21673 | VACAVILLE 5 1 | 21674 | VACAVILLE 5 2 | 1 | Closed | Line | NO | 60.3 | 4.1 | 60.4 | 0 | 0 | 0.01 | 0.04
30134 | LAS VEGAS 22 1 | 30136 | LAS VEGAS 22 3 | 1 | Closed | Line | NO | -71.4 | -34.5 | 79.3 | 0 | 0 | 0.01 | 0.07
30134 | LAS VEGAS 22 1 | 30135 | LAS VEGAS 22 2 | 1 | Closed | Line | NO | 71.4 | 34.5 | 79.3 | 0 | 0 | 0.02 | 0.07
10327 | SEATTLE 38 1 | 10329 | SEATTLE 38 3 | 1 | Closed | Line | NO | -52.7 | -7.8 | 53.3 | 0 | 0 | 0.01 | 0.03
30130 | LAS VEGAS 19 1 | 30131 | LAS VEGAS 19 2 | 1 | Closed | Line | NO | 69.6 | 3 | 69.6 | 0 | 0 | 0.01 | 0.05
21664 | OAKLAND 19 1 | 21672 | OAKLAND 19 9 | 1 | Closed | Line | NO | 0 | 0 | 0 | 0 | 0 | 0 | 0
30128 | LAS VEGAS 18 1 | 30129 | LAS VEGAS 18 2 | 1 | Closed | Line | NO | -74.7 | -13.1 | 75.8 | 0 | 0 | 0.01 | 0.07
21664 | OAKLAND 19 1 | 21671 | OAKLAND 19 8 | 1 | Closed | Line | NO | -121.2 | 46.3 | 129.7 | 0 | 0 | 0.05 | 0.19
21664 | OAKLAND 19 1 | 21670 | OAKLAND 19 7 | 1 | Closed | Transformer | YES | 0 | 0 | 0 | 397.3 | 0 | 0 | 0
30123 | LAS VEGAS 15 1 | 30125 | LAS VEGAS 15 3 | 1 | Closed | Line | NO | -223.2 | -49 | 228.5 | 0 | 0 | 0.12 | 0.57
13376 | MOUNT HOOD PARKDALE 1 | 13379 | MOUNT HOOD PARKDALE 4 | 1 | Closed | TransformerWinding | YES | 0 | 0 | 0 | 107.2 | 0 | 0 | 0
30120 | LAS VEGAS 14 1 | 30122 | LAS VEGAS 14 3 | 1 | Closed | Line | NO | -41.4 | -6.7 | 41.9 | 0 | 0 | 0 | 0.02
10327 | SEATTLE 38 1 | 10328 | SEATTLE 38 2 | 1 | Closed | Line | NO | 52.7 | 7.8 | 53.3 | 0 | 0 | 0.01 | 0.03
30120 | LAS VEGAS 14 1 | 30121 | LAS VEGAS 14 2 | 1 | Closed | Line | NO | 41.4 | 6.7 | 41.9 | 0 | 0 | 0 | 0.02
30117 | LAS VEGAS 13 1 | 30119 | LAS VEGAS 13 3 | 1 | Closed | Line | NO | 48.7 | 12.2 | 50.2 | 0 | 0 | 0.01 | 0.03
13374 | CHILOQUIN 1 | 13375 | CHILOQUIN 2 | 1 | Closed | Line | NO | -11 | -2.4 | 11.3 | 0 | 0 | 0 | 0
30112 | LAS VEGAS 11 1 | 30115 | LAS VEGAS 11 4 | 1 | Closed | Line | NO | 0 | 0 | 0 | 0 | 0 | 0 | 0
21655 | SUISUN CITY 3 1 | 21659 | SUISUN CITY 3 5 | 1 | Closed | Line | NO | 0 | 0 | 0 | 0 | 0 | 0 | 0
30112 | LAS VEGAS 11 1 | 30114 | LAS VEGAS 11 3 | 1 | Closed | Line | NO | -190.3 | -98.7 | 214.4 | 0 | 0 | 0.12 | 0.51
21655 | SUISUN CITY 3 1 | 21658 | SUISUN CITY 3 4 | 1 | Closed | Line | NO | 0 | 0 | 0 | 0 | 0 | 0 | 0
21655 | SUISUN CITY 3 1 | 21657 | SUISUN CITY 3 3 | 1 | Closed | Line | NO | -56.3 | 30.7 | 64.1 | 0 | 0 | 0.01 | 0.05
13372 | KLAMATH FALLS 3 1 | 13373 | KLAMATH FALLS 3 2 | 1 | Closed | Line | NO | 35.4 | 8.3 | 36.4 | 0 | 0 | 0 | 0.01
10324 | LYNNWOOD 1 1 | 10325 | LYNNWOOD 1 2 | 1 | Closed | Line | NO | -32.3 | -4.4 | 32.6 | 0 | 0 | 0 | 0.01
30110 | LAS VEGAS 10 1 | 30111 | LAS VEGAS 10 2 | 1 | Closed | Line | NO | 46.7 | 3.2 | 46.8 | 0 | 0 | 0.01 | 0.02
21644 | PITTSBURG 5 4 | 21645 | PITTSBURG 5 5 | 1 | Closed | TransformerWinding | YES | 0 | 0 | 0 | 150 | 0 | 0 | 0
30102 | LAS VEGAS 3 1 | 30103 | LAS VEGAS 3 2 | 1 | Closed | Line | NO | -36.4 | -5 | 36.7 | 0 | 0 | 0 | 0.01
13370 | KLAMATH FALLS 2 1 | 13371 | KLAMATH FALLS 2 2 | 1 | Closed | Line | NO | 35.4 | 20.4 | 40.9 | 0 | 0 | 0 | 0.02
30098 | LAS VEGAS 1 1 | 30099 | LAS VEGAS 1 2 | 1 | Closed | Line | NO | -5.8 | -1.3 | 6 | 0 | 0 | 0 | 0
30096 | SPRING CREEK 1 | 30097 | SPRING CREEK 2 | 1 | Closed | Line | NO | -41.4 | -18.2 | 45.2 | 0 | 0 | 0 | 0.02
13368 | SISTERS 1 | 13369 | SISTERS 2 | 1 | Closed | Line | NO | 15.5 | 2.5 | 15.7 | 0 | 0 | 0 | 0
13366 | KLAMATH FALLS 1 1 | 13367 | KLAMATH FALLS 1 2 | 1 | Closed | Line | NO | -54.1 | -6.6 | 54.5 | 0 | 0 | 0.01 | 0.03
30088 | CARLIN 1 | 30089 | CARLIN 2 | 1 | Closed | Line | NO | 7.5 | 1.2 | 7.6 | 0 | 0 | 0 | 0
21639 | GILROY 3 1 | 21640 | GILROY 3 2 | 1 | Closed | Line | NO | 64.7 | 22.6 | 68.6 | 0 | 0 | 0.01 | 0.05
30085 | TONOPAH 1 1 | 30087 | TONOPAH 1 3 | 1 | Closed | Line | NO | -8.7 | -1.5 | 8.8 | 0 | 0 | 0 | 0
30085 | TONOPAH 1 1 | 30086 | TONOPAH 1 2 | 1 | Closed | Line | NO | 8.2 | 1.4 | 8.3 | 0 | 0 | 0 | 0
21632 | STANFORD 2 1 | 21638 | STANFORD 2 7 | 1 | Closed | Line | NO | -143.5 | 0.8 | 143.5 | 0 | 0 | 0.05 | 0.24
30081 | ROUND MOUNTAIN 1 | 30082 | ROUND MOUNTAIN 2 | 1 | Closed | Line | NO | -6.4 | -1.8 | 6.6 | 0 | 0 | 0 | 0
10319 | SEATTLE 34 1 | 10320 | SEATTLE 34 2 | 1 | Closed | Line | NO | 37.7 | 9.2 | 38.9 | 0 | 0 | 0 | 0.01
10165 | TACOMA 4 1 | 10166 | TACOMA 4 2 | 1 | Closed | Line | NO | 47.7 | 5.4 | 48 | 0 | 0 | 0.01 | 0.03
10082 | SILVERDALE 2 1 | 10083 | SILVERDALE 2 2 | 1 | Closed | Line | NO | 22.3 | 8.8 | 24 | 0 | 0 | 0 | 0.01
10038 | OLYMPIA 3 1 | 10039 | OLYMPIA 3 2 | 1 | Closed | Line | NO | -36.6 | -13.2 | 38.9 | 0 | 0 | 0 | 0.02
21627 | SANTA CLARA 6 1 | 21629 | SANTA CLARA 6 3 | 1 | Closed | Line | NO | -133.3 | -32.5 | 137.2 | 0 | 0 | 0.05 | 0.21
13363 | SANDY 1 1 | 13365 | SANDY 1 3 | 1 | Closed | Line | NO | -48.2 | -20.5 | 52.3 | 0 | 0 | 0.01 | 0.03
30073 | HAWTHORNE 4 1 | 30074 | HAWTHORNE 4 2 | 1 | Closed | Line | NO | 14.3 | 4.5 | 14.9 | 0 | 0 | 0 | 0
21621 | ANTIOCH 6 1 | 21626 | ANTIOCH 6 6 | 1 | Closed | Line | NO | 417.7 | -96.7 | 428.7 | 0 | 0 | 0.41 | 1.86
13363 | SANDY 1 1 | 13364 | SANDY 1 2 | 1 | Closed | Line | NO | 48.2 | 20.5 | 52.3 | 0 | 0 | 0.01 | 0.03
13361 | ESTACADA 1 1 | 13362 | ESTACADA 1 2 | 1 | Closed | Line | NO | 23.6 | 2.4 | 23.7 | 0 | 0 | 0 | 0.01
10676 | GREENACRES 1 | 10677 | GREENACRES 2 | 1 | Closed | Line | NO | 33.1 | 10.1 | 34.6 | 0 | 0 | 0 | 0.01
30063 | SPARKS 7 1 | 30064 | SPARKS 7 2 | 1 | Closed | Line | NO | 38.1 | 11.6 | 39.9 | 0 | 0 | 0 | 0.02
30060 | SPARKS 6 1 | 30062 | SPARKS 6 3 | 1 | Closed | Line | NO | -38.1 | -2.1 | 38.2 | 0 | 0 | 0 | 0.02
30060 | SPARKS 6 1 | 30061 | SPARKS 6 2 | 1 | Closed | Line | NO | 38.1 | 2.1 | 38.2 | 0 | 0 | 0 | 0.02
30057 | SPARKS 4 1 | 30058 | SPARKS 4 2 | 1 | Closed | Line | NO | 55.3 | 25.4 | 60.8 | 0 | 0 | 0.01 | 0.04
10674 | OTIS ORCHARDS 1 | 10675 | OTIS ORCHARDS 2 | 1 | Closed | Line | NO | 14.6 | 2.3 | 14.8 | 0 | 0 | 0 | 0
21609 | PITTSBURG 4 3 | 21610 | PITTSBURG 4 4 | 1 | Closed | TransformerWinding | YES | 0 | 0 | 0 | 50 | 0 | 0 | 0
30053 | RENO 17 1 | 30054 | RENO 17 2 | 1 | Closed | Line | NO | 38.6 | 11.3 | 40.2 | 0 | 0 | 0 | 0.02
30050 | CARSON CITY 5 1 | 30052 | CARSON CITY 5 3 | 1 | Closed | Line | NO | 61.4 | 33.8 | 70.1 | 0 | 0 | 0.01 | 0.06
30050 | CARSON CITY 5 1 | 30051 | CARSON CITY 5 2 | 1 | Closed | Line | NO | -61.4 | -33.8 | 70.1 | 0 | 0 | 0.01 | 0.05
13353 | LYONS 1 1 | 13355 | LYONS 1 3 | 1 | Closed | Line | NO | -14.6 | -4.2 | 15.2 | 0 | 0 | 0 | 0
30045 | CARSON CITY 3 1 | 30048 | CARSON CITY 3 4 | 1 | Closed | Line | NO | -165.6 | -151.4 | 224.3 | 0 | 0 | 0.14 | 0.55
30045 | CARSON CITY 3 1 | 30047 | CARSON CITY 3 3 | 1 | Closed | Line | NO | 42 | 14.4 | 44.4 | 0 | 0 | 0 | 0.02
13353 | LYONS 1 1 | 13354 | LYONS 1 2 | 1 | Closed | Line | NO | 14.6 | 4.2 | 15.2 | 0 | 0 | 0 | 0
13351 | GRESHAM 2 1 | 13352 | GRESHAM 2 2 | 1 | Closed | Line | NO | 44 | 6.8 | 44.6 | 0 | 0 | 0 | 0.02
30041 | RENO 15 1 | 30043 | RENO 15 3 | 1 | Closed | Line | NO | 65.4 | 8.3 | 65.9 | 0 | 0 | 0.01 | 0.04
13349 | GRESHAM 1 1 | 13350 | GRESHAM 1 2 | 1 | Closed | Line | NO | -44 | -9.4 | 45 | 0 | 0 | 0 | 0.02
30035 | SUN VALLEY 3 1 | 30037 | SUN VALLEY 3 3 | 1 | Closed | Line | NO | 60.6 | 15.7 | 62.6 | 0 | 0 | 0.01 | 0.04
21600 | BIRDS LANDING 1 1 | 21606 | BIRDS LANDING 1 7 | 1 | Closed | Line | NO | 31 | 8.5 | 32.1 | 0 | 0 | 0 | 0.01
13347 | FAIRVIEW 1 1 | 13348 | FAIRVIEW 1 2 | 1 | Closed | Line | NO | 24.6 | 2.9 | 24.8 | 0 | 0 | 0 | 0.01
30026 | RENO 9 1 | 30027 | RENO 9 2 | 1 | Closed | Line | NO | 50.1 | 11.8 | 51.5 | 0 | 0 | 0.01 | 0.03
13343 | BEAVERCREEK 1 | 13345 | BEAVERCREEK 3 | 1 | Closed | Line | NO | 0 | 0 | 0 | 0 | 0 | 0 | 0
10316 | SEATTLE 32 1 | 10317 | SEATTLE 32 2 | 1 | Closed | Line | NO | -44.5 | -7.5 | 45.1 | 0 | 0 | 0 | 0.02
30024 | CARSON CITY 2 1 | 30025 | CARSON CITY 2 2 | 1 | Closed | Line | NO | 29.1 | 7.9 | 30.2 | 0 | 0 | 0 | 0.01
30021 | RENO 8 1 | 30023 | RENO 8 3 | 1 | Closed | Line | NO | 41.8 | 11 | 43.3 | 0 | 0 | 0 | 0.02
13343 | BEAVERCREEK 1 | 13344 | BEAVERCREEK 2 | 1 | Closed | Line | NO | -17.5 | -7.9 | 19.2 | 0 | 0 | 0 | 0
30021 | RENO 8 1 | 30022 | RENO 8 2 | 1 | Closed | Line | NO | -41.8 | -11 | 43.3 | 0 | 0 | 0 | 0.02
30019 | RENO 7 1 | 30020 | RENO 7 2 | 1 | Closed | Line | NO | 41.8 | 7.9 | 42.6 | 0 | 0 | 0 | 0.02
13340 | PORTLAND 45 1 | 13342 | PORTLAND 45 3 | 1 | Closed | Line | NO | 47.2 | 9.6 | 48.2 | 0 | 0 | 0.01 | 0.03
10161 | KINGSTON 1 | 10163 | KINGSTON 3 | 1 | Closed | Line | NO | -25.6 | -5.5 | 26.2 | 0 | 0 | 0 | 0.01
30012 | RENO 4 1 | 30014 | RENO 4 3 | 1 | Closed | Line | NO | -13.7 | -4.5 | 14.4 | 0 | 0 | 0 | 0
30008 | STATELINE 3 | 30009 | STATELINE 4 | 1 | Closed | TransformerWinding | YES | 0 | 0 | 0 | 75 | 0 | 0 | 0
30006 | STATELINE 1 | 30011 | STATELINE 6 | 1 | Closed | Line | NO | -1.7 | 0.4 | 1.7 | 0 | 0 | 0 | 0
30006 | STATELINE 1 | 30010 | STATELINE 5 | 1 | Closed | Line | NO | 9 | 2.2 | 9.2 | 0 | 0 | 0 | 0
13338 | PORTLAND 44 1 | 13339 | PORTLAND 44 2 | 1 | Closed | Line | NO | 47.2 | 21.5 | 51.9 | 0 | 0 | 0.01 | 0.03
30002 | RENO 2 1 | 30004 | RENO 2 3 | 1 | Closed | Line | NO | 47.1 | 4.5 | 47.3 | 0 | 0 | 0 | 0.03
21590 | STOCKTON 1 1 | 21591 | STOCKTON 1 2 | 1 | Closed | Line | NO | -25.1 | -2.4 | 25.2 | 0 | 0 | 0 | 0.01
13335 | PORTLAND 42 1 | 13336 | PORTLAND 42 2 | 1 | Closed | Line | NO | 47.7 | 22.9 | 52.9 | 0 | 0 | 0.01 | 0.03
29080 | SUN CITY 4 1 | 29084 | SUN CITY 4 5 | 1 | Closed | Transformer | YES | 0 | 0 | 0 | 1752.7 | 0 | 0 | 0
21588 | TRACY 3 3 | 21589 | TRACY 3 4 | 1 | Closed | TransformerWinding | YES | 0 | 0 | 0 | 108.3 | 0 | 0 | 0
29075 | ANAHEIM 15 1 | 29079 | ANAHEIM 15 5 | 1 | Closed | Line | NO | -36.5 | 71.6 | 80.4 | 0 | 0 | 0.02 | 0.06
29072 | NIPTON 3 1 | 29074 | NIPTON 3 3 | 1 | Closed | Line | NO | 82.6 | -4.5 | 82.7 | 0 | 0 | 0.01 | 0.07
10161 | KINGSTON 1 | 10162 | KINGSTON 2 | 1 | Closed | Line | NO | 25.6 | 5.5 | 26.2 | 0 | 0 | 0 | 0.01
29066 | NORTH PALM SPRINGS 8 1 | 29069 | NORTH PALM SPRINGS 8 4 | 1 | Closed | TransformerWinding | YES | 0 | 0 | 0 | 87.6 | 0 | 0 | 0
29060 | CHULA VISTA 10 1 | 29061 | CHULA VISTA 10 2 | 1 | Closed | Line | NO | 43.8 | 22.4 | 49.2 | 0 | 0 | 0.01 | 0.02
29050 | CALIPATRIA 10 1 | 29053 | CALIPATRIA 10 4 | 1 | Closed | Line | NO | 39.2 | -2.3 | 39.2 | 0 | 0 | 0 | 0.02
29050 | CALIPATRIA 10 1 | 29052 | CALIPATRIA 10 3 | 1 | Closed | Transformer | YES | 0 | 0 | 0 | 43.4 | 0 | 0 | 0
29046 | NORTH PALM SPRINGS 7 1 | 29049 | NORTH PALM SPRINGS 7 4 | 1 | Closed | Line | NO | 47.2 | -13.8 | 49.2 | 0 | 0 | 0.01 | 0.02
13331 | PORTLAND 40 1 | 13333 | PORTLAND 40 3 | 1 | Closed | Line | NO | -44.2 | -7.8 | 44.9 | 0 | 0 | 0 | 0.02
10666 | ELK 1 | 10667 | ELK 2 | 1 | Closed | Line | NO | 9.5 | 2 | 9.7 | 0 | 0 | 0 | 0
10311 | SEATTLE 29 1 | 10313 | SEATTLE 29 3 | 1 | Closed | Line | NO | -40.5 | -22.1 | 46.1 | 0 | 0 | 0 | 0.02
29044 | BREA 3 1 | 29045 | BREA 3 2 | 1 | Closed | Line | NO | 22.2 | 11.4 | 25 | 0 | 0 | 0 | 0.01
13331 | PORTLAND 40 1 | 13332 | PORTLAND 40 2 | 1 | Closed | Line | NO | 44.2 | 7.8 | 44.9 | 0 | 0 | 0.01 | 0.02
29039 | HUNTINGTON BEACH 7 1 | 29042 | HUNTINGTON BEACH 7 4 | 1 | Closed | Transformer | YES | 0 | 0 | 0 | 1523.3 | 0 | 0 | 0
21577 | MORGAN HILL 1 1 | 21578 | MORGAN HILL 1 2 | 1 | Closed | Line | NO | 41 | 12.9 | 43 | 0 | 0 | 0 | 0.02
29033 | NORTH PALM SPRINGS 5 1 | 29037 | NORTH PALM SPRINGS 5 5 | 1 | Closed | Line | NO | 43.9 | -7.3 | 44.5 | 0 | 0 | 0 | 0.02
13329 | HAPPY VALLEY 2 1 | 13330 | HAPPY VALLEY 2 2 | 1 | Closed | Line | NO | -31.2 | -2.9 | 31.3 | 0 | 0 | 0 | 0.01
21575 | SAN MARTIN 1 | 21576 | SAN MARTIN 2 | 1 | Closed | Line | NO | -11.6 | -3.3 | 12 | 0 | 0 | 0 | 0
10311 | SEATTLE 29 1 | 10312 | SEATTLE 29 2 | 1 | Closed | Line | NO | 40.5 | 22.1 | 46.1 | 0 | 0 | 0.01 | 0.02
29021 | CALEXICO 5 1 | 29023 | CALEXICO 5 3 | 1 | Closed | Line | NO | 108.7 | -8.2 | 109 | 0 | 0 | 0.03 | 0.12
21571 | BRENTWOOD 1 1 | 21572 | BRENTWOOD 1 2 | 1 | Closed | Line | NO | 49.2 | 11.1 | 50.4 | 0 | 0 | 0.01 | 0.03
21567 | SAN JOSE 44 1 | 21568 | SAN JOSE 44 2 | 1 | Closed | Line | NO | -36.2 | -10.6 | 37.7 | 0 | 0 | 0 | 0.02
29012 | CORONA 12 1 | 29014 | CORONA 12 3 | 1 | Closed | Line | NO | 0 | 0 | 0 | 0 | 0 | 0 | 0
10661 | SPOKANE 17 1 | 10664 | SPOKANE 17 4 | 1 | Closed | Line | NO | 0 | 0 | 0 | 0 | 0 | 0 | 0
29008 | NILAND 1 | 29010 | NILAND 3 | 1 | Closed | Transformer | YES | 0 | 0 | 0 | 360.7 | 0 | 0 | 0
21565 | OAKLEY 2 1 | 21566 | OAKLEY 2 2 | 1 | Closed | Line | NO | 32.9 | 2.7 | 33 | 0 | 0 | 0 | 0.01
13320 | CLACKAMAS 1 | 13322 | CLACKAMAS 3 | 1 | Closed | Line | NO | -46.9 | -7.9 | 47.5 | 0 | 0 | 0.01 | 0.02
28998 | RIVERSIDE 18 1 | 29003 | RIVERSIDE 18 6 | 1 | Closed | Line | NO | -126 | -134.2 | 184.1 | 0 | 0 | 0.09 | 0.35
13320 | CLACKAMAS 1 | 13321 | CLACKAMAS 2 | 1 | Closed | Line | NO | 46.9 | 7.9 | 47.5 | 0 | 0 | 0.01 | 0.02
10661 | SPOKANE 17 1 | 10663 | SPOKANE 17 3 | 1 | Closed | Line | NO | -234.2 | -112.2 | 259.7 | 0 | 0 | 0.16 | 0.73
28993 | COACHELLA 3 1 | 28997 | COACHELLA 3 5 | 1 | Closed | Line | NO | 0 | 0 | 0 | 0 | 0 | 0 | 0
28993 | COACHELLA 3 1 | 28996 | COACHELLA 3 4 | 1 | Closed | Line | NO | 91.8 | 41.8 | 100.9 | 0 | 0 | 0.02 | 0.11
21553 | ANTIOCH 3 1 | 21556 | ANTIOCH 3 4 | 1 | Closed | Line | NO | 0 | 0 | 0 | 0 | 0 | 0 | 0
28983 | RANCHO CUCAMONGA 9 1 | 28985 | RANCHO CUCAMONGA 9 3 | 1 | Closed | Line | NO | 49.4 | 20.9 | 53.7 | 0 | 0 | 0.01 | 0.03
21553 | ANTIOCH 3 1 | 21555 | ANTIOCH 3 3 | 1 | Closed | Line | NO | -36.3 | -10.6 | 37.8 | 0 | 0 | 0 | 0.02
28981 | CALIPATRIA 8 1 | 28982 | CALIPATRIA 8 2 | 1 | Closed | Transformer | YES | 0 | 0 | 0 | 69.7 | 0 | 0 | 0
21553 | ANTIOCH 3 1 | 21554 | ANTIOCH 3 2 | 1 | Closed | Line | NO | 36.3 | 10.6 | 37.8 | 0 | 0 | 0 | 0.02
13316 | PORTLAND 38 1 | 13318 | PORTLAND 38 3 | 1 | Closed | Line | NO | -40 | -11.9 | 41.7 | 0 | 0 | 0 | 0.02
21551 | SAN JOSE 40 1 | 21552 | SAN JOSE 40 2 | 1 | Closed | Line | NO | 41 | 3.8 | 41.2 | 0 | 0 | 0 | 0.02
13316 | PORTLAND 38 1 | 13317 | PORTLAND 38 2 | 1 | Closed | Line | NO | 40 | 11.9 | 41.7 | 0 | 0 | 0 | 0.02
21548 | SAN JOSE 39 1 | 21550 | SAN JOSE 39 3 | 1 | Closed | Line | NO | -41.3 | -11.2 | 42.8 | 0 | 0 | 0 | 0.02
21548 | SAN JOSE 39 1 | 21549 | SAN JOSE 39 2 | 1 | Closed | Line | NO | 41.3 | 11.2 | 42.8 | 0 | 0 | 0 | 0.02
13314 | PORTLAND 37 1 | 13315 | PORTLAND 37 2 | 1 | Closed | Line | NO | 39.9 | 17.8 | 43.7 | 0 | 0 | 0 | 0.02
28965 | HEBER 3 1 | 28977 | HEBER 3 13 | 1 | Closed | Line | NO | 0 | 0 | 0 | 0 | 0 | 0 | 0
28965 | HEBER 3 1 | 28976 | HEBER 3 12 | 1 | Closed | Line | NO | 25 | 10 | 26.9 | 0 | 0 | 0 | 0.01
28965 | HEBER 3 1 | 28974 | HEBER 3 10 | 1 | Closed | Transformer | YES | 0 | 0 | 0 | 256.1 | 0 | 0 | 0
21544 | SAN JOSE 36 1 | 21545 | SAN JOSE 36 2 | 1 | Closed | Line | NO | 55.2 | 14.8 | 57.2 | 0 | 0 | 0.01 | 0.03
13311 | PORTLAND 36 1 | 13312 | PORTLAND 36 2 | 1 | Closed | Line | NO | -34.2 | -10.6 | 35.8 | 0 | 0 | 0 | 0.01
28959 | DAGGETT 1 | 28964 | DAGGETT 6 | 1 | Closed | Line | NO | -31 | 6 | 31.6 | 0 | 0 | 0 | 0.01
21542 | SAN JOSE 35 1 | 21543 | SAN JOSE 35 2 | 1 | Closed | Line | NO | 33.7 | 3.1 | 33.9 | 0 | 0 | 0 | 0.01
28957 | RIVERSIDE 17 1 | 28958 | RIVERSIDE 17 2 | 1 | Closed | Line | NO | 0 | 0 | 0 | 0 | 0 | 0 | 0
28950 | BLYTHE 3 2 | 28953 | BLYTHE 3 5 | 1 | Closed | Transformer | YES | 0 | 0 | 0 | 40.4 | 0 | 0 | 0
28949 | BLYTHE 3 1 | 28956 | BLYTHE 3 8 | 1 | Closed | Line | NO | 0 | 0 | 0 | 0 | 0 | 0 | 0
21540 | SAN JOSE 34 1 | 21541 | SAN JOSE 34 2 | 1 | Closed | Line | NO | 33.7 | 17 | 37.8 | 0 | 0 | 0 | 0.02
28949 | BLYTHE 3 1 | 28955 | BLYTHE 3 7 | 1 | Closed | Line | NO | 0 | 0 | 0 | 0 | 0 | 0 | 0
28949 | BLYTHE 3 1 | 28954 | BLYTHE 3 6 | 1 | Closed | Line | NO | 42.1 | 2.2 | 42.2 | 0 | 0 | 0 | 0.02
28949 | BLYTHE 3 1 | 28952 | BLYTHE 3 4 | 1 | Closed | Transformer | YES | 0 | 0 | 0 | 458.5 | 0 | 0 | 0
13308 | PORTLAND 35 1 | 13310 | PORTLAND 35 3 | 1 | Closed | Line | NO | -34.2 | -8.7 | 35.3 | 0 | 0 | 0 | 0.01
28945 | STANTON 2 1 | 28947 | STANTON 2 3 | 1 | Closed | Line | NO | 49.5 | 125.9 | 135.3 | 0 | 0 | 0.04 | 0.2
13308 | PORTLAND 35 1 | 13309 | PORTLAND 35 2 | 1 | Closed | Line | NO | 34.2 | 8.7 | 35.3 | 0 | 0 | 0 | 0.01
21536 | ANTIOCH 1 1 | 21538 | ANTIOCH 1 3 | 1 | Closed | Line | NO | -56.2 | -17.8 | 59 | 0 | 0 | 0.01 | 0.04
28938 | COLTON 4 2 | 28940 | COLTON 4 4 | 1 | Closed | TransformerWinding | YES | 0 | 0 | 0 | 78 | 0 | 0 | 0
28937 | COLTON 4 1 | 28944 | COLTON 4 8 | 1 | Closed | Line | NO | 0 | 0 | 0 | 0 | 0 | 0 | 0
21536 | ANTIOCH 1 1 | 21537 | ANTIOCH 1 2 | 1 | Closed | Line | NO | 56.2 | 17.8 | 59 | 0 | 0 | 0.01 | 0.04
28937 | COLTON 4 1 | 28943 | COLTON 4 7 | 1 | Closed | Line | NO | 22.3 | 10 | 24.4 | 0 | 0 | 0 | 0.01
28937 | COLTON 4 1 | 28941 | COLTON 4 5 | 1 | Closed | Transformer | YES | 0 | 0 | 0 | 14.6 | 0 | 0 | 0
13305 | GLADSTONE 1 | 13306 | GLADSTONE 2 | 1 | Closed | Line | NO | 29.1 | 2.8 | 29.3 | 0 | 0 | 0 | 0.01
21534 | SAN JOSE 33 1 | 21535 | SAN JOSE 33 2 | 1 | Closed | Line | NO | -64.8 | -13 | 66 | 0 | 0 | 0.01 | 0.04
28928 | SAN DIEGO 51 1 | 28932 | SAN DIEGO 51 5 | 1 | Closed | Line | NO | 82.7 | 31.8 | 88.6 | 0 | 0 | 0.02 | 0.08
28922 | EL CENTRO 3 4 | 28923 | EL CENTRO 3 5 | 1 | Closed | TransformerWinding | YES | 0 | 0 | 0 | 125 | 0 | 0 | 0
10655 | SPOKANE 14 1 | 10656 | SPOKANE 14 2 | 1 | Closed | Line | NO | -42.8 | -15 | 45.4 | 0 | 0 | 0.01 | 0.02
28914 | WINTERHAVEN 1 | 28916 | WINTERHAVEN 3 | 1 | Closed | Line | NO | 12.3 | -13.9 | 18.6 | 0 | 0 | 0 | 0
28911 | SEELEY 1 | 28913 | SEELEY 3 | 1 | Closed | Transformer | YES | 0 | 0 | 0 | 477.7 | 0 | 0 | 0
28907 | CORONADO 2 1 | 28910 | CORONADO 2 4 | 1 | Closed | Line | NO | 0 | 0 | 0 | 0 | 0 | 0 | 0
28907 | CORONADO 2 1 | 28909 | CORONADO 2 3 | 1 | Closed | Line | NO | -269.8 | -82.8 | 282.2 | 0 | 0 | 0.19 | 0.84
21525 | SAN JOSE 27 1 | 21526 | SAN JOSE 27 2 | 1 | Closed | Line | NO | 33.7 | 10.2 | 35.2 | 0 | 0 | 0 | 0.01
10307 | MUKILTEO 1 | 10308 | MUKILTEO 2 | 1 | Closed | Line | NO | -48.6 | -20.9 | 52.9 | 0 | 0 | 0.01 | 0.03
21523 | SAN JOSE 26 1 | 21524 | SAN JOSE 26 2 | 1 | Closed | Line | NO | 33.7 | 20.5 | 39.5 | 0 | 0 | 0 | 0.02
21521 | PLEASANTON 3 1 | 21522 | PLEASANTON 3 2 | 1 | Closed | Line | NO | 64.6 | 16.3 | 66.6 | 0 | 0 | 0.01 | 0.05
28892 | IMPERIAL 2 1 | 28895 | IMPERIAL 2 4 | 1 | Closed | Line | NO | 0 | 0 | 0 | 0 | 0 | 0 | 0
21518 | SAN JOSE 25 1 | 21519 | SAN JOSE 25 2 | 1 | Closed | Line | NO | -38.7 | -3.1 | 38.8 | 0 | 0 | 0 | 0.01
28892 | IMPERIAL 2 1 | 28894 | IMPERIAL 2 3 | 1 | Closed | Line | NO | 27.2 | -0.9 | 27.2 | 0 | 0 | 0 | 0.01
28889 | NIPTON 2 1 | 28891 | NIPTON 2 3 | 1 | Closed | Line | NO | 132.5 | -12 | 133.1 | 0 | 0 | 0.03 | 0.2
10653 | SPOKANE 13 1 | 10654 | SPOKANE 13 2 | 1 | Closed | Line | NO | -35.1 | -16.3 | 38.7 | 0 | 0 | 0 | 0.01
28883 | BLYTHE 2 5 | 28884 | BLYTHE 2 6 | 1 | Closed | TransformerWinding | YES | 0 | 0 | 0 | 25 | 0 | 0 | 0
21514 | SAN JOSE 23 1 | 21516 | SAN JOSE 23 3 | 1 | Closed | Line | NO | -46.4 | -19 | 50.1 | 0 | 0 | 0.01 | 0.03
21514 | SAN JOSE 23 1 | 21515 | SAN JOSE 23 2 | 1 | Closed | Line | NO | 46.4 | 19 | 50.1 | 0 | 0 | 0.01 | 0.03
21512 | SAN JOSE 22 1 | 21513 | SAN JOSE 22 2 | 1 | Closed | Line | NO | -46.3 | -4.8 | 46.6 | 0 | 0 | 0.01 | 0.02
28879 | BLYTHE 2 1 | 28888 | BLYTHE 2 10 | 1 | Closed | Line | NO | 348.6 | -596.9 | 691.2 | 0 | 0 | 1.15 | 4.76
21510 | PLEASANTON 1 1 | 21511 | PLEASANTON 1 2 | 1 | Closed | Line | NO | 27.8 | 8.7 | 29.1 | 0 | 0 | 0 | 0.01
28874 | ANAHEIM 14 1 | 28876 | ANAHEIM 14 3 | 1 | Closed | Line | NO | 0 | 0 | 0 | 0 | 0 | 0 | 0
28874 | ANAHEIM 14 1 | 28875 | ANAHEIM 14 2 | 1 | Closed | Line | NO | 49 | 25 | 55 | 0 | 0 | 0.01 | 0.04
21503 | MILPITAS 2 1 | 21505 | MILPITAS 2 3 | 1 | Closed | Line | NO | 60.3 | 3.2 | 60.3 | 0 | 0 | 0.01 | 0.04
21503 | MILPITAS 2 1 | 21504 | MILPITAS 2 2 | 1 | Closed | Line | NO | -60.3 | -3.2 | 60.3 | 0 | 0 | 0.01 | 0.04
10157 | TACOMA 2 1 | 10158 | TACOMA 2 2 | 1 | Closed | Line | NO | -32.3 | 75.6 | 82.2 | 0 | 0 | 0.01 | 0.07
28855 | EL CAJON 8 1 | 28857 | EL CAJON 8 3 | 1 | Closed | Line | NO | -152.1 | -24.8 | 154.1 | 0 | 0 | 0.05 | 0.25
13297 | PORTLAND 29 1 | 13298 | PORTLAND 29 2 | 1 | Closed | Line | NO | 34.9 | 7 | 35.6 | 0 | 0 | 0 | 0.01
21500 | MILPITAS 1 1 | 21502 | MILPITAS 1 3 | 1 | Closed | Line | NO | 60.3 | 5.5 | 60.5 | 0 | 0 | 0.01 | 0.04
21500 | MILPITAS 1 1 | 21501 | MILPITAS 1 2 | 1 | Closed | Line | NO | -60.3 | -5.5 | 60.5 | 0 | 0 | 0.01 | 0.04
28839 | HINKLEY 2 1 | 28840 | HINKLEY 2 2 | 1 | Closed | Line | NO | 62 | 0 | 62 | 0 | 0 | 0.01 | 0.04
21490 | SAN JOSE 15 1 | 21491 | SAN JOSE 15 2 | 1 | Closed | Line | NO | -46.7 | -18.6 | 50.3 | 0 | 0 | 0.01 | 0.03
10302 | MOUNTLAKE TERRACE 1 | 10305 | MOUNTLAKE TERRACE 4 | 1 | Closed | Line | NO | 47.9 | 19.5 | 51.7 | 0 | 0 | 0.01 | 0.03
28824 | NORTH PALM SPRINGS 2 1 | 28825 | NORTH PALM SPRINGS 2 2 | 1 | Closed | Line | NO | 35.7 | 9.6 | 37 | 0 | 0 | 0 | 0.02
21485 | SAN JOSE 14 1 | 21489 | SAN JOSE 14 5 | 1 | Closed | Line | NO | 25.7 | 7.9 | 26.9 | 0 | 0 | 0 | 0.01
28819 | IRVINE 9 1 | 28822 | IRVINE 9 4 | 1 | Closed | Line | NO | 38.7 | 16.1 | 41.9 | 0 | 0 | 0 | 0.02
10302 | MOUNTLAKE TERRACE 1 | 10304 | MOUNTLAKE TERRACE 3 | 1 | Closed | Line | NO | 0 | 0 | 0 | 0 | 0 | 0 | 0
21482 | PITTSBURG 3 1 | 21483 | PITTSBURG 3 2 | 1 | Closed | Line | NO | 51 | 4.3 | 51.2 | 0 | 0 | 0.01 | 0.03
28809 | PALA 3 | 28810 | PALA 4 | 1 | Closed | TransformerWinding | YES | 0 | 0 | 0 | 125 | 0 | 0 | 0
28807 | PALA 1 | 28813 | PALA 7 | 1 | Closed | Line | NO | -103.8 | 47.3 | 114.1 | 0 | 0 | 0.04 | 0.14
21477 | FREMONT 8 1 | 21478 | FREMONT 8 2 | 1 | Closed | Line | NO | 45 | 9.9 | 46.1 | 0 | 0 | 0.01 | 0.02
28805 | EL CAJON 7 1 | 28806 | EL CAJON 7 2 | 1 | Closed | Line | NO | 48.5 | -5.4 | 48.8 | 0 | 0 | 0.01 | 0.02
28801 | ONTARIO 8 3 | 28802 | ONTARIO 8 4 | 1 | Closed | TransformerWinding | YES | 0 | 0 | 0 | 100 | 0 | 0 | 0
28799 | ONTARIO 8 1 | 28803 | ONTARIO 8 5 | 1 | Closed | Line | NO | -204 | -5.3 | 204.1 | 0 | 0 | 0.12 | 0.42
10645 | COLFAX 1 1 | 10646 | COLFAX 1 2 | 1 | Closed | Line | NO | 12.4 | 6 | 13.8 | 0 | 0 | 0 | 0
10302 | MOUNTLAKE TERRACE 1 | 10303 | MOUNTLAKE TERRACE 2 | 1 | Closed | Line | NO | -47.9 | 33 | 58.2 | 0 | 0 | 0.01 | 0.04
10155 | LAKEWOOD 2 1 | 10156 | LAKEWOOD 2 2 | 1 | Closed | Line | NO | 33.5 | 4 | 33.8 | 0 | 0 | 0 | 0.01
10004 | WESTPORT 1 | 10005 | WESTPORT 2 | 1 | Closed | Line | NO | 10.4 | 2.7 | 10.8 | 0 | 0 | 0 | 0
13287 | PORTLAND 23 1 | 13291 | PORTLAND 23 5 | 1 | Closed | Line | NO | 0 | 0 | 0 | 0 | 0 | 0 | 0
21472 | DUBLIN 2 1 | 21473 | DUBLIN 2 2 | 1 | Closed | Line | NO | 41.4 | 9.7 | 42.5 | 0 | 0 | 0 | 0.02
13287 | PORTLAND 23 1 | 13290 | PORTLAND 23 4 | 1 | Closed | Line | NO | 0 | 0 | 0 | 0 | 0 | 0 | 0
13287 | PORTLAND 23 1 | 13289 | PORTLAND 23 3 | 1 | Closed | Line | NO | -37.5 | -15.3 | 40.5 | 0 | 0 | 0 | 0.02
13287 | PORTLAND 23 1 | 13288 | PORTLAND 23 2 | 1 | Closed | Line | NO | 37.5 | 15.3 | 40.5 | 0 | 0 | 0 | 0.02
10642 | SPOKANE 7 1 | 10644 | SPOKANE 7 3 | 1 | Closed | Line | NO | -16.2 | -5 | 17 | 0 | 0 | 0 | 0
21466 | SAN JOSE 10 1 | 21467 | SAN JOSE 10 2 | 1 | Closed | Line | NO | 27.9 | 4.3 | 28.3 | 0 | 0 | 0 | 0.01
21463 | VACAVILLE 4 1 | 21465 | VACAVILLE 4 3 | 1 | Closed | Line | NO | -58.6 | -6.5 | 59 | 0 | 0 | 0.01 | 0.04
10642 | SPOKANE 7 1 | 10643 | SPOKANE 7 2 | 1 | Closed | Line | NO | 16.2 | 5 | 17 | 0 | 0 | 0 | 0
21463 | VACAVILLE 4 1 | 21464 | VACAVILLE 4 2 | 1 | Closed | Line | NO | 58.6 | 6.5 | 59 | 0 | 0 | 0.01 | 0.04
28773 | SAN DIEGO 49 1 | 28780 | SAN DIEGO 49 8 | 1 | Closed | Line | NO | -90.8 | -110 | 142.6 | 0 | 0 | 0.05 | 0.24
21455 | SAN JOSE 8 1 | 21457 | SAN JOSE 8 3 | 1 | Closed | Line | NO | -42.4 | -2.5 | 42.5 | 0 | 0 | 0 | 0.02
21455 | SAN JOSE 8 1 | 21456 | SAN JOSE 8 2 | 1 | Closed | Line | NO | 42.4 | 2.5 | 42.5 | 0 | 0 | 0 | 0.02
28762 | DESERT HOT SPRINGS 4 1 | 28772 | DESERT HOT SPRINGS 4 11 | 1 | Closed | Line | NO | -44.7 | -172.7 | 178.3 | 0 | 0 | 0.09 | 0.35
21452 | LOS GATOS 4 1 | 21454 | LOS GATOS 4 3 | 1 | Closed | Line | NO | -22.6 | -2.2 | 22.7 | 0 | 0 | 0 | 0.01
21452 | LOS GATOS 4 1 | 21453 | LOS GATOS 4 2 | 1 | Closed | Line | NO | 22.6 | 2.2 | 22.7 | 0 | 0 | 0 | 0.01
10300 | STANWOOD 1 | 10301 | STANWOOD 2 | 1 | Closed | Line | NO | 50.6 | 7.6 | 51.1 | 0 | 0 | 0.01 | 0.03
13280 | PORTLAND 18 1 | 13282 | PORTLAND 18 3 | 1 | Closed | Line | NO | 46.5 | 14.2 | 48.6 | 0 | 0 | 0.01 | 0.02
21449 | SUISUN CITY 2 1 | 21450 | SUISUN CITY 2 2 | 1 | Closed | Line | NO | -25.4 | -9 | 27 | 0 | 0 | 0 | 0.01
13280 | PORTLAND 18 1 | 13281 | PORTLAND 18 2 | 1 | Closed | Line | NO | -46.5 | -14.2 | 48.6 | 0 | 0 | 0.01 | 0.03
21446 | SOQUEL 1 | 21447 | SOQUEL 2 | 1 | Closed | Line | NO | 18.3 | 5.7 | 19.1 | 0 | 0 | 0 | 0
10639 | SPOKANE 5 1 | 10640 | SPOKANE 5 2 | 1 | Closed | Line | NO | -50.6 | -11.4 | 51.8 | 0 | 0 | 0.01 | 0.03
10298 | SEATTLE 25 1 | 10299 | SEATTLE 25 2 | 1 | Closed | Line | NO | 41.5 | 28.7 | 50.4 | 0 | 0 | 0.01 | 0.03
21444 | SAN JOSE 7 1 | 21445 | SAN JOSE 7 2 | 1 | Closed | Line | NO | 31.4 | 9.5 | 32.8 | 0 | 0 | 0 | 0.01
13277 | CANBY 1 | 13278 | CANBY 2 | 1 | Closed | Line | NO | 54.5 | 10.6 | 55.5 | 0 | 0 | 0.01 | 0.03
21441 | SAN JOSE 6 1 | 21443 | SAN JOSE 6 3 | 1 | Closed | Line | NO | 0 | 0 | 0 | 0 | 0 | 0 | 0
21441 | SAN JOSE 6 1 | 21442 | SAN JOSE 6 2 | 1 | Closed | Line | NO | -27.5 | -8.9 | 28.9 | 0 | 0 | 0 | 0.01
21439 | SANTA CLARA 5 1 | 21440 | SANTA CLARA 5 2 | 1 | Closed | Line | NO | 32.3 | 1.3 | 32.4 | 0 | 0 | 0 | 0.01
28737 | DESERT CENTER 1 | 28741 | DESERT CENTER 5 | 1 | Closed | Transformer | YES | 0 | 0 | 0 | 1025.1 | 0 | 0 | 0
13275 | WEST LINN 2 1 | 13276 | WEST LINN 2 2 | 1 | Closed | Line | NO | 34 | 19.8 | 39.3 | 0 | 0 | 0 | 0.02
21434 | CAMPBELL 1 1 | 21435 | CAMPBELL 1 2 | 1 | Closed | Line | NO | 40.7 | 14.1 | 43.1 | 0 | 0 | 0.01 | 0.02
10636 | SPOKANE 3 1 | 10637 | SPOKANE 3 2 | 1 | Closed | Line | NO | 59 | 31.7 | 67 | 0 | 0 | 0.01 | 0.05
10296 | SEATTLE 24 1 | 10297 | SEATTLE 24 2 | 1 | Closed | Line | NO | -56.7 | -7.1 | 57.2 | 0 | 0 | 0.01 | 0.03
28715 | NEEDLES 1 | 28716 | NEEDLES 2 | 1 | Closed | Line | NO | -9.7 | -4.4 | 10.6 | 0 | 0 | 0 | 0
21426 | FREMONT 5 1 | 21428 | FREMONT 5 3 | 1 | Closed | Line | NO | -55 | -18.6 | 58.1 | 0 | 0 | 0.01 | 0.03
13270 | PORTLAND 17 1 | 13272 | PORTLAND 17 3 | 1 | Closed | Line | NO | -35.9 | -11.6 | 37.7 | 0 | 0 | 0 | 0.01
28713 | BLYTHE 1 1 | 28714 | BLYTHE 1 2 | 1 | Closed | Line | NO | 46.8 | 27.8 | 54.4 | 0 | 0 | 0.01 | 0.03
21426 | FREMONT 5 1 | 21427 | FREMONT 5 2 | 1 | Closed | Line | NO | 55 | 18.6 | 58.1 | 0 | 0 | 0.01 | 0.03
13270 | PORTLAND 17 1 | 13271 | PORTLAND 17 2 | 1 | Closed | Line | NO | 35.9 | 11.6 | 37.7 | 0 | 0 | 0 | 0.02
21422 | SANTA CLARA 3 1 | 21425 | SANTA CLARA 3 4 | 1 | Closed | Line | NO | 0 | 0 | 0 | 0 | 0 | 0 | 0
21422 | SANTA CLARA 3 1 | 21424 | SANTA CLARA 3 3 | 1 | Closed | Line | NO | -42.1 | -5.6 | 42.4 | 0 | 0 | 0 | 0.02
28708 | BRAWLEY 1 1 | 28709 | BRAWLEY 1 2 | 1 | Closed | Line | NO | 23.6 | 3.3 | 23.8 | 0 | 0 | 0 | 0.01
21422 | SANTA CLARA 3 1 | 21423 | SANTA CLARA 3 2 | 1 | Closed | Line | NO | 42.1 | 5.6 | 42.4 | 0 | 0 | 0 | 0.02
28706 | HEBER 1 1 | 28707 | HEBER 1 2 | 1 | Closed | Line | NO | 13.2 | 5.3 | 14.2 | 0 | 0 | 0 | 0
21420 | SAN RAMON 2 1 | 21421 | SAN RAMON 2 2 | 1 | Closed | Line | NO | 31.4 | 6.4 | 32 | 0 | 0 | 0 | 0.01
13266 | PORTLAND 16 1 | 13269 | PORTLAND 16 4 | 1 | Closed | Line | NO | 0 | 0 | 0 | 0 | 0 | 0 | 0
13266 | PORTLAND 16 1 | 13268 | PORTLAND 16 3 | 1 | Closed | Line | NO | -34 | -14.5 | 36.9 | 0 | 0 | 0 | 0.01
28701 | CALIPATRIA 1 1 | 28703 | CALIPATRIA 1 3 | 1 | Closed | Line | NO | -18.8 | -2.3 | 18.9 | 0 | 0 | 0 | 0
28701 | CALIPATRIA 1 1 | 28702 | CALIPATRIA 1 2 | 1 | Closed | Line | NO | 14.6 | 1.9 | 14.7 | 0 | 0 | 0 | 0
13266 | PORTLAND 16 1 | 13267 | PORTLAND 16 2 | 1 | Closed | Line | NO | 34 | 14.5 | 36.9 | 0 | 0 | 0 | 0.02
28699 | EL CENTRO 2 1 | 28700 | EL CENTRO 2 2 | 1 | Closed | Line | NO | 43.2 | 2.1 | 43.3 | 0 | 0 | 0 | 0.02
21416 | FREMONT 3 1 | 21417 | FREMONT 3 2 | 1 | Closed | Line | NO | -61.9 | -3.7 | 62 | 0 | 0 | 0.01 | 0.04
28695 | IMPERIAL 1 1 | 28696 | IMPERIAL 1 2 | 1 | Closed | Line | NO | 42.1 | 8.5 | 43 | 0 | 0 | 0 | 0.02
10294 | FEDERAL WAY 4 1 | 10295 | FEDERAL WAY 4 2 | 1 | Closed | Line | NO | -53 | -12.3 | 54.4 | 0 | 0 | 0.01 | 0.03
21413 | SANTA CRUZ 6 1 | 21414 | SANTA CRUZ 6 2 | 1 | Closed | Line | NO | 14.6 | 5.3 | 15.5 | 0 | 0 | 0 | 0
28691 | TWENTYNINE PALMS 1 1 | 28693 | TWENTYNINE PALMS 1 3 | 1 | Closed | Line | NO | -6.9 | -0.9 | 7 | 0 | 0 | 0 | 0
28691 | TWENTYNINE PALMS 1 1 | 28692 | TWENTYNINE PALMS 1 2 | 1 | Closed | Line | NO | 6.9 | 0.9 | 7 | 0 | 0 | 0 | 0
28689 | THERMAL 1 | 28690 | THERMAL 2 | 1 | Closed | Line | NO | 35.6 | 0.1 | 35.6 | 0 | 0 | 0 | 0.01
28686 | COACHELLA 2 3 | 28687 | COACHELLA 2 4 | 1 | Closed | TransformerWinding | YES | 0 | 0 | 0 | 75 | 0 | 0 | 0
10631 | NINE MILE FALLS 1 1 | 10632 | NINE MILE FALLS 1 2 | 1 | Closed | Line | NO | -4.8 | -0.9 | 4.9 | 0 | 0 | 0 | 0
28682 | COACHELLA 1 1 | 28683 | COACHELLA 1 2 | 1 | Closed | Line | NO | 37 | 17.6 | 41 | 0 | 0 | 0 | 0.02
28680 | INDIO 3 1 | 28681 | INDIO 3 2 | 1 | Closed | Line | NO | 55.7 | 17 | 58.2 | 0 | 0 | 0.01 | 0.03
28677 | INDIO 1 1 | 28678 | INDIO 1 2 | 1 | Closed | Line | NO | 23 | 3.7 | 23.3 | 0 | 0 | 0 | 0.01
28675 | LA QUINTA 2 1 | 28676 | LA QUINTA 2 2 | 1 | Closed | Line | NO | 33.5 | 7.1 | 34.3 | 0 | 0 | 0 | 0.01
21401 | SAN JOSE 3 1 | 21403 | SAN JOSE 3 3 | 1 | Closed | Line | NO | 25 | 4.4 | 25.4 | 0 | 0 | 0 | 0.01
21401 | SAN JOSE 3 1 | 21402 | SAN JOSE 3 2 | 1 | Closed | Line | NO | -25 | -4.4 | 25.4 | 0 | 0 | 0 | 0.01
21398 | SANTA CRUZ 5 1 | 21400 | SANTA CRUZ 5 3 | 1 | Closed | Line | NO | 46.4 | 7.2 | 46.9 | 0 | 0 | 0 | 0.02
28664 | RANCHO MIRAGE 1 | 28665 | RANCHO MIRAGE 2 | 1 | Closed | Line | NO | 34 | 2.3 | 34.1 | 0 | 0 | 0 | 0.01
28662 | YUCCA VALLEY 2 1 | 28663 | YUCCA VALLEY 2 2 | 1 | Closed | Line | NO | 23.6 | 8.5 | 25.1 | 0 | 0 | 0 | 0.01
28660 | YUCCA VALLEY 1 1 | 28661 | YUCCA VALLEY 1 2 | 1 | Closed | Line | NO | 22.6 | 7 | 23.6 | 0 | 0 | 0 | 0.01
10291 | SEATTLE 23 1 | 10292 | SEATTLE 23 2 | 1 | Closed | Line | NO | 49.8 | 3.2 | 49.9 | 0 | 0 | 0.01 | 0.03
21394 | DANVILLE 1 1 | 21395 | DANVILLE 1 2 | 1 | Closed | Line | NO | 28 | 8.9 | 29.4 | 0 | 0 | 0 | 0.01
28655 | PALM SPRINGS 3 1 | 28657 | PALM SPRINGS 3 3 | 1 | Closed | Line | NO | 34.9 | 23 | 41.8 | 0 | 0 | 0 | 0.02
13257 | STAYTON 1 | 13258 | STAYTON 2 | 1 | Closed | Line | NO | 43.5 | 8.2 | 44.2 | 0 | 0 | 0.01 | 0.02
28653 | DESERT HOT SPRINGS 2 1 | 28654 | DESERT HOT SPRINGS 2 2 | 1 | Closed | Line | NO | -37.7 | -12 | 39.6 | 0 | 0 | 0 | 0.02
28651 | DESERT HOT SPRINGS 1 3 | 28652 | DESERT HOT SPRINGS 1 4 | 1 | Closed | TransformerWinding | YES | 0 | 0 | 0 | 45.6 | 0 | 0 | 0
21392 | WALNUT CREEK 4 1 | 21393 | WALNUT CREEK 4 2 | 1 | Closed | Line | NO | 23.2 | 9 | 24.9 | 0 | 0 | 0 | 0.01
28650 | DESERT HOT SPRINGS 1 2 | 28652 | DESERT HOT SPRINGS 1 4 | 1 | Closed | TransformerWinding | YES | 0 | 0 | 0 | 45.6 | 0 | 0 | 0
13254 | LAKE OSWEGO 1 1 | 13256 | LAKE OSWEGO 1 3 | 1 | Closed | Line | NO | -57.4 | -3.3 | 57.5 | 0 | 0 | 0.01 | 0.04
13254 | LAKE OSWEGO 1 1 | 13255 | LAKE OSWEGO 1 2 | 1 | Closed | Line | NO | 57.4 | 3.3 | 57.5 | 0 | 0 | 0.01 | 0.03
28642 | JAMUL 1 | 28643 | JAMUL 2 | 1 | Closed | Line | NO | -17.3 | -6.1 | 18.4 | 0 | 0 | 0 | 0
28638 | BANNING 1 1 | 28639 | BANNING 1 2 | 1 | Closed | Line | NO | 32.6 | 4 | 32.8 | 0 | 0 | 0 | 0.01
28635 | RAMONA 1 1 | 28636 | RAMONA 1 2 | 1 | Closed | Line | NO | 31.9 | 8.1 | 32.9 | 0 | 0 | 0 | 0.01
13251 | SWEET HOME 1 | 13252 | SWEET HOME 2 | 1 | Closed | Line | NO | -39.2 | -13.5 | 41.5 | 0 | 0 | 0 | 0.02
28633 | EL CAJON 6 1 | 28634 | EL CAJON 6 2 | 1 | Closed | Line | NO | -64.8 | -8.4 | 65.3 | 0 | 0 | 0.01 | 0.04
28629 | EL CAJON 4 1 | 28630 | EL CAJON 4 2 | 1 | Closed | Line | NO | 38.3 | 9.9 | 39.6 | 0 | 0 | 0 | 0.02
10146 | VANCOUVER 10 1 | 10147 | VANCOUVER 10 2 | 1 | Closed | Line | NO | -38 | -9.3 | 39.1 | 0 | 0 | 0 | 0.02
28625 | HEMET 6 1 | 28627 | HEMET 6 3 | 1 | Closed | Line | NO | 40.3 | 10 | 41.5 | 0 | 0 | 0 | 0.02
21385 | FAIRFIELD 3 1 | 21387 | FAIRFIELD 3 3 | 1 | Closed | Line | NO | 62.4 | 16 | 64.4 | 0 | 0 | 0.01 | 0.05
28621 | LAKESIDE 1 1 | 28622 | LAKESIDE 1 2 | 1 | Closed | Line | NO | -39.8 | -22.8 | 45.8 | 0 | 0 | 0 | 0.02
28619 | LUCERNE VALLEY 1 | 28620 | LUCERNE VALLEY 2 | 1 | Closed | Line | NO | 11.6 | 2.5 | 11.9 | 0 | 0 | 0 | 0
28616 | SAN JACINTO 2 1 | 28617 | SAN JACINTO 2 2 | 1 | Closed | Line | NO | -27.2 | -2 | 27.3 | 0 | 0 | 0 | 0.01
21382 | CONCORD 5 1 | 21384 | CONCORD 5 3 | 1 | Closed | Line | NO | 56.5 | 11.8 | 57.7 | 0 | 0 | 0.01 | 0.04
28613 | CHULA VISTA 8 1 | 28614 | CHULA VISTA 8 2 | 1 | Closed | Line | NO | 44.4 | 8.5 | 45.2 | 0 | 0 | 0 | 0.02
28608 | EL CAJON 2 1 | 28609 | EL CAJON 2 2 | 1 | Closed | Line | NO | 52 | 12.6 | 53.5 | 0 | 0 | 0.01 | 0.03
28605 | EL CAJON 1 1 | 28607 | EL CAJON 1 3 | 1 | Closed | Line | NO | 52 | 17.3 | 54.8 | 0 | 0 | 0.01 | 0.03
21380 | SCOTTS VALLEY 1 | 21381 | SCOTTS VALLEY 2 | 1 | Closed | Line | NO | 26.5 | 6.8 | 27.4 | 0 | 0 | 0 | 0.01
28605 | EL CAJON 1 1 | 28606 | EL CAJON 1 2 | 1 | Closed | Line | NO | -52 | -17.3 | 54.8 | 0 | 0 | 0.01 | 0.03
13247 | PORTLAND 9 1 | 13249 | PORTLAND 9 3 | 1 | Closed | Line | NO | -37.3 | -12.6 | 39.3 | 0 | 0 | 0 | 0.02
10624 | DAYTON 1 1 | 10625 | DAYTON 1 2 | 1 | Closed | Line | NO | 13.5 | 3.7 | 14 | 0 | 0 | 0 | 0
28600 | CHULA VISTA 7 1 | 28602 | CHULA VISTA 7 3 | 1 | Closed | Line | NO | 0 | 0 | 0 | 0 | 0 | 0 | 0
28600 | CHULA VISTA 7 1 | 28601 | CHULA VISTA 7 2 | 1 | Closed | Line | NO | -36.9 | -12.2 | 38.8 | 0 | 0 | 0 | 0.02
21376 | SUNNYVALE 5 1 | 21378 | SUNNYVALE 5 3 | 1 | Closed | Line | NO | -38.2 | -12.1 | 40.1 | 0 | 0 | 0 | 0.02
13247 | PORTLAND 9 1 | 13248 | PORTLAND 9 2 | 1 | Closed | Line | NO | 37.3 | 12.6 | 39.3 | 0 | 0 | 0 | 0.02
21376 | SUNNYVALE 5 1 | 21377 | SUNNYVALE 5 2 | 1 | Closed | Line | NO | 38.2 | 12.1 | 40.1 | 0 | 0 | 0 | 0.02
10034 | LONGVIEW 2 1 | 10036 | LONGVIEW 2 3 | 1 | Closed | Line | NO | -59.1 | -42.7 | 72.9 | 0 | 0 | 0.01 | 0.06
28592 | SPRING VALLEY 2 1 | 28593 | SPRING VALLEY 2 2 | 1 | Closed | Line | NO | 52.5 | 2.2 | 52.6 | 0 | 0 | 0.01 | 0.03
13244 | TUALATIN 2 1 | 13245 | TUALATIN 2 2 | 1 | Closed | Line | NO | 32.9 | 17.1 | 37.1 | 0 | 0 | 0 | 0.02
28587 | SAN DIEGO 46 1 | 28588 | SAN DIEGO 46 2 | 1 | Closed | Line | NO | -47.8 | -6.5 | 48.3 | 0 | 0 | 0.01 | 0.03
28585 | SAN DIEGO 45 1 | 28586 | SAN DIEGO 45 2 | 1 | Closed | Line | NO | 48.1 | 3.7 | 48.3 | 0 | 0 | 0.01 | 0.02
13242 | TUALATIN 1 1 | 13243 | TUALATIN 1 2 | 1 | Closed | Line | NO | 32.9 | 4.6 | 33.2 | 0 | 0 | 0 | 0.01
10621 | KETTLE FALLS 1 1 | 10623 | KETTLE FALLS 1 3 | 1 | Closed | Line | NO | -16.7 | -3 | 17 | 0 | 0 | 0 | 0
10287 | PUYALLUP 2 1 | 10288 | PUYALLUP 2 2 | 1 | Closed | Line | NO | 49.1 | 9.6 | 50.1 | 0 | 0 | 0.01 | 0.03
28583 | YUCAIPA 2 1 | 28584 | YUCAIPA 2 2 | 1 | Closed | Line | NO | 47.4 | 11.7 | 48.8 | 0 | 0 | 0.01 | 0.03
28578 | POWAY 2 1 | 28579 | POWAY 2 2 | 1 | Closed | Line | NO | 72.6 | 18.4 | 74.9 | 0 | 0 | 0.02 | 0.06
10621 | KETTLE FALLS 1 1 | 10622 | KETTLE FALLS 1 2 | 1 | Closed | Line | NO | 16.7 | 3 | 17 | 0 | 0 | 0 | 0
21369 | CONCORD 4 1 | 21370 | CONCORD 4 2 | 1 | Closed | Line | NO | -24.1 | -6.1 | 24.9 | 0 | 0 | 0 | 0.01
13239 | MOUNT ANGEL 1 | 13240 | MOUNT ANGEL 2 | 1 | Closed | Line | NO | 10.4 | 4.4 | 11.3 | 0 | 0 | 0 | 0
28570 | SAN DIEGO 44 1 | 28572 | SAN DIEGO 44 3 | 1 | Closed | Line | NO | -41.5 | 101.4 | 109.6 | 0 | 0 | 0.02 | 0.14
28570 | SAN DIEGO 44 1 | 28571 | SAN DIEGO 44 2 | 1 | Closed | Line | NO | 41.5 | 6.9 | 42.1 | 0 | 0 | 0 | 0.02
21365 | VACAVILLE 1 1 | 21366 | VACAVILLE 1 2 | 1 | Closed | Line | NO | 30.9 | 1.2 | 31 | 0 | 0 | 0 | 0.01
28564 | TEMECULA 3 1 | 28565 | TEMECULA 3 2 | 1 | Closed | Line | NO | 65.3 | 11.3 | 66.2 | 0 | 0 | 0.01 | 0.04
28562 | SAN YSIDRO 1 | 28563 | SAN YSIDRO 2 | 1 | Closed | Line | NO | -49.6 | -15.8 | 52.1 | 0 | 0 | 0.01 | 0.03
13237 | WILSONVILLE 1 | 13238 | WILSONVILLE 2 | 1 | Closed | Line | NO | 50.3 | 3.5 | 50.4 | 0 | 0 | 0.01 | 0.03
28560 | SAN DIEGO 43 1 | 28561 | SAN DIEGO 43 2 | 1 | Closed | Line | NO | 31.6 | 4.9 | 32 | 0 | 0 | 0 | 0.01
21362 | SUNNYVALE 3 1 | 21363 | SUNNYVALE 3 2 | 1 | Closed | Line | NO | -42.7 | -13.8 | 44.9 | 0 | 0 | 0 | 0.02
28557 | SAN DIEGO 42 1 | 28559 | SAN DIEGO 42 3 | 1 | Closed | Line | NO | 0 | 0 | 0 | 0 | 0 | 0 | 0
28557 | SAN DIEGO 42 1 | 28558 | SAN DIEGO 42 2 | 1 | Closed | Line | NO | -31.6 | -15.8 | 35.4 | 0 | 0 | 0 | 0.01
21360 | NEWARK 2 1 | 21361 | NEWARK 2 2 | 1 | Closed | Line | NO | -38.3 | -6.1 | 38.8 | 0 | 0 | 0 | 0.02
10619 | DAVENPORT 1 | 10620 | DAVENPORT 2 | 1 | Closed | Line | NO | 18.2 | 2.1 | 18.3 | 0 | 0 | 0 | 0
13234 | PORTLAND 6 1 | 13236 | PORTLAND 6 3 | 1 | Closed | Line | NO | -56 | -7 | 56.5 | 0 | 0 | 0.01 | 0.03
21357 | SUNNYVALE 2 1 | 21358 | SUNNYVALE 2 2 | 1 | Closed | Line | NO | 48.9 | 15.5 | 51.3 | 0 | 0 | 0.01 | 0.03
13234 | PORTLAND 6 1 | 13235 | PORTLAND 6 2 | 1 | Closed | Line | NO | 56 | 7 | 56.5 | 0 | 0 | 0.01 | 0.03
21355 | SUNNYVALE 1 1 | 21356 | SUNNYVALE 1 2 | 1 | Closed | Line | NO | 48.9 | 6.2 | 49.3 | 0 | 0 | 0.01 | 0.03
21352 | WALNUT CREEK 3 1 | 21353 | WALNUT CREEK 3 2 | 1 | Closed | Line | NO | -36.1 | -10.1 | 37.5 | 0 | 0 | 0 | 0.02
28545 | CHULA VISTA 2 1 | 28546 | CHULA VISTA 2 2 | 1 | Closed | Line | NO | 45.5 | 14.7 | 47.8 | 0 | 0 | 0.01 | 0.02
21347 | CONCORD 1 1 | 21350 | CONCORD 1 4 | 1 | Closed | Line | NO | 0 | 0 | 0 | 0 | 0 | 0 | 0
21347 | CONCORD 1 1 | 21349 | CONCORD 1 3 | 1 | Closed | Line | NO | -33.5 | -5.4 | 33.9 | 0 | 0 | 0 | 0.01
28541 | SAN DIEGO 39 1 | 28542 | SAN DIEGO 39 2 | 1 | Closed | Line | NO | 46.6 | 13.5 | 48.5 | 0 | 0 | 0 | 0.03
21347 | CONCORD 1 1 | 21348 | CONCORD 1 2 | 1 | Closed | Line | NO | 33.5 | 5.4 | 33.9 | 0 | 0 | 0 | 0.01
28538 | SAN DIEGO 38 4 | 28539 | SAN DIEGO 38 5 | 1 | Closed | TransformerWinding | YES | 0 | 0 | 0 | 46 | 0 | 0 | 0
28537 | SAN DIEGO 38 3 | 28539 | SAN DIEGO 38 5 | 1 | Closed | TransformerWinding | YES | 0 | 0 | 0 | 46 | 0 | 0 | 0
13229 | PORTLAND 5 1 | 13233 | PORTLAND 5 5 | 1 | Closed | Line | NO | -115.9 | 153.3 | 192.2 | 0 | 0 | 0.08 | 0.39
21345 | SARATOGA 2 1 | 21346 | SARATOGA 2 2 | 1 | Closed | Line | NO | -27.6 | -12.7 | 30.3 | 0 | 0 | 0 | 0.01
13226 | HUBBARD 1 | 13228 | HUBBARD 3 | 1 | Closed | Line | NO | 12.5 | 0.7 | 12.6 | 0 | 0 | 0 | 0
28535 | SAN DIEGO 38 1 | 28540 | SAN DIEGO 38 6 | 1 | Closed | Line | NO | 42.7 | 13.1 | 44.7 | 0 | 0 | 0.01 | 0.02
13226 | HUBBARD 1 | 13227 | HUBBARD 2 | 1 | Closed | Line | NO | -12.5 | 62.1 | 63.4 | 0 | 0 | 0.01 | 0.04
28532 | SAN DIEGO 37 1 | 28534 | SAN DIEGO 37 3 | 1 | Closed | Line | NO | -42.7 | -7.7 | 43.4 | 0 | 0 | 0 | 0.02
21343 | SARATOGA 1 1 | 21344 | SARATOGA 1 2 | 1 | Closed | Line | NO | 27.6 | 3.9 | 27.8 | 0 | 0 | 0 | 0.01
28532 | SAN DIEGO 37 1 | 28533 | SAN DIEGO 37 2 | 1 | Closed | Line | NO | 42.7 | 7.7 | 43.4 | 0 | 0 | 0 | 0.02
10615 | REPUBLIC 1 | 10616 | REPUBLIC 2 | 1 | Closed | Line | NO | 10.5 | 1.9 | 10.7 | 0 | 0 | 0 | 0
10142 | PORT ORCHARD 4 1 | 10144 | PORT ORCHARD 4 3 | 1 | Closed | Line | NO | 0 | 0 | 0 | 0 | 0 | 0 | 0
21341 | HAYWARD 6 1 | 21342 | HAYWARD 6 2 | 1 | Closed | Line | NO | 65.7 | 23.1 | 69.7 | 0 | 0 | 0.01 | 0.05
13222 | SHADY COVE 1 | 13225 | SHADY COVE 4 | 1 | Closed | Line | NO | 0 | 0 | 0 | 0 | 0 | 0 | 0
28526 | SAN DIEGO 35 1 | 28529 | SAN DIEGO 35 4 | 1 | Closed | Line | NO | 0 | 0 | 0 | 0 | 0 | 0 | 0
28526 | SAN DIEGO 35 1 | 28528 | SAN DIEGO 35 3 | 1 | Closed | Line | NO | -80.1 | -28.8 | 85.2 | 0 | 0 | 0.02 | 0.08
13222 | SHADY COVE 1 | 13224 | SHADY COVE 3 | 1 | Closed | Line | NO | -13.9 | -5.4 | 14.9 | 0 | 0 | 0 | 0
28526 | SAN DIEGO 35 1 | 28527 | SAN DIEGO 35 2 | 1 | Closed | Line | NO | 80.1 | 28.8 | 85.2 | 0 | 0 | 0.02 | 0.07
13222 | SHADY COVE 1 | 13223 | SHADY COVE 2 | 1 | Closed | Line | NO | 13.9 | 5.4 | 14.9 | 0 | 0 | 0 | 0
21337 | SANTA CRUZ 3 1 | 21338 | SANTA CRUZ 3 2 | 1 | Closed | Line | NO | 13.2 | 3.3 | 13.6 | 0 | 0 | 0 | 0
28520 | SAN DIEGO 32 1 | 28521 | SAN DIEGO 32 2 | 1 | Closed | Line | NO | 62.8 | 21.9 | 66.5 | 0 | 0 | 0.01 | 0.04
28518 | SAN DIEGO 31 1 | 28519 | SAN DIEGO 31 2 | 1 | Closed | Line | NO | -63.8 | -18.1 | 66.4 | 0 | 0 | 0.01 | 0.04
28514 | NATIONAL CITY 2 1 | 28517 | NATIONAL CITY 2 4 | 1 | Closed | Line | NO | 0 | 0 | 0 | 0 | 0 | 0 | 0
28514 | NATIONAL CITY 2 1 | 28516 | NATIONAL CITY 2 3 | 1 | Closed | Line | NO | -54.3 | -12.2 | 55.6 | 0 | 0 | 0.01 | 0.03
28514 | NATIONAL CITY 2 1 | 28515 | NATIONAL CITY 2 2 | 1 | Closed | Line | NO | 54.3 | 12.2 | 55.6 | 0 | 0 | 0.01 | 0.03
13220 | PORTLAND 4 1 | 13221 | PORTLAND 4 2 | 1 | Closed | Line | NO | -37.3 | -8.9 | 38.4 | 0 | 0 | 0 | 0.02
28511 | NATIONAL CITY 1 1 | 28513 | NATIONAL CITY 1 3 | 1 | Closed | Line | NO | -54.3 | -19 | 57.5 | 0 | 0 | 0.01 | 0.03
28511 | NATIONAL CITY 1 1 | 28512 | NATIONAL CITY 1 2 | 1 | Closed | Line | NO | 54.3 | 19 | 57.5 | 0 | 0 | 0.01 | 0.04
13216 | PORTLAND 3 1 | 13219 | PORTLAND 3 4 | 1 | Closed | Line | NO | 0 | 0 | 0 | 0 | 0 | 0 | 0
28506 | MORENO VALLEY 7 1 | 28508 | MORENO VALLEY 7 3 | 1 | Closed | Line | NO | -35.2 | -10.2 | 36.6 | 0 | 0 | 0 | 0.02
28506 | MORENO VALLEY 7 1 | 28507 | MORENO VALLEY 7 2 | 1 | Closed | Line | NO | 35.2 | 10.2 | 36.6 | 0 | 0 | 0 | 0.01
13216 | PORTLAND 3 1 | 13218 | PORTLAND 3 3 | 1 | Closed | Line | NO | -37.3 | -10.6 | 38.8 | 0 | 0 | 0 | 0.01
10610 | COULEE DAM 1 | 10612 | COULEE DAM 3 | 1 | Closed | Line | NO | 0 | 0 | 0 | 0 | 0 | 0 | 0
10142 | PORT ORCHARD 4 1 | 10143 | PORT ORCHARD 4 2 | 1 | Closed | Line | NO | -41.1 | -1.3 | 41.1 | 0 | 0 | 0 | 0.02
10034 | LONGVIEW 2 1 | 10035 | LONGVIEW 2 2 | 1 | Closed | Line | NO | 59.1 | 42.7 | 72.9 | 0 | 0 | 0.01 | 0.05
28504 | MORENO VALLEY 6 1 | 28505 | MORENO VALLEY 6 2 | 1 | Closed | Line | NO | 35.2 | 16.3 | 38.8 | 0 | 0 | 0 | 0.02
13216 | PORTLAND 3 1 | 13217 | PORTLAND 3 2 | 1 | Closed | Line | NO | 37.3 | 10.6 | 38.8 | 0 | 0 | 0 | 0.02
28499 | ESCONDIDO 2 1 | 28501 | ESCONDIDO 2 3 | 1 | Closed | Line | NO | -44 | -18.2 | 47.6 | 0 | 0 | 0 | 0.02
28499 | ESCONDIDO 2 1 | 28500 | ESCONDIDO 2 2 | 1 | Closed | Line | NO | 44 | 18.2 | 47.6 | 0 | 0 | 0.01 | 0.03
10610 | COULEE DAM 1 | 10611 | COULEE DAM 2 | 1 | Closed | Line | NO | -19.1 | -2.7 | 19.3 | 0 | 0 | 0 | 0
28495 | SAN DIEGO 28 1 | 28496 | SAN DIEGO 28 2 | 1 | Closed | Line | NO | 50.5 | 10.9 | 51.6 | 0 | 0 | 0.01 | 0.03
21323 | WINTERS 1 | 21324 | WINTERS 2 | 1 | Closed | Line | NO | -16.5 | -5.9 | 17.5 | 0 | 0 | 0 | 0
28493 | SAN DIEGO 27 1 | 28494 | SAN DIEGO 27 2 | 1 | Closed | Line | NO | 50.5 | 22.3 | 55.2 | 0 | 0 | 0.01 | 0.03
28491 | IMPERIAL BEACH 1 | 28492 | IMPERIAL BEACH 2 | 1 | Closed | Line | NO | 23.1 | 5.3 | 23.7 | 0 | 0 | 0 | 0.01
21319 | CUPERTINO 1 1 | 21321 | CUPERTINO 1 3 | 1 | Closed | Line | NO | -54.7 | -4.9 | 54.9 | 0 | 0 | 0.01 | 0.03
21319 | CUPERTINO 1 1 | 21320 | CUPERTINO 1 2 | 1 | Closed | Line | NO | 54.7 | 4.9 | 54.9 | 0 | 0 | 0.01 | 0.03
13214 | MEDFORD 4 1 | 13215 | MEDFORD 4 2 | 1 | Closed | Line | NO | 53.3 | 14.2 | 55.2 | 0 | 0 | 0.01 | 0.03
28487 | SAN DIEGO 25 1 | 28489 | SAN DIEGO 25 3 | 1 | Closed | Line | NO | 46.4 | 11.7 | 47.8 | 0 | 0 | 0 | 0.03
28487 | SAN DIEGO 25 1 | 28488 | SAN DIEGO 25 2 | 1 | Closed | Line | NO | -46.4 | -11.7 | 47.8 | 0 | 0 | 0.01 | 0.02
28485 | SAN DIEGO 24 1 | 28486 | SAN DIEGO 24 2 | 1 | Closed | Line | NO | 46.4 | 8.2 | 47.1 | 0 | 0 | 0.01 | 0.02
28482 | SAN DIEGO 22 1 | 28483 | SAN DIEGO 22 2 | 1 | Closed | Line | NO | 40 | 11.2 | 41.5 | 0 | 0 | 0 | 0.02
21312 | FREMONT 2 1 | 21313 | FREMONT 2 2 | 1 | Closed | Line | NO | -30.7 | -7.9 | 31.7 | 0 | 0 | 0 | 0.01
13209 | BEAVERTON 6 1 | 13211 | BEAVERTON 6 3 | 1 | Closed | Line | NO | 34.8 | 13.4 | 37.3 | 0 | 0 | 0 | 0.01
28477 | APPLE VALLEY 4 1 | 28478 | APPLE VALLEY 4 2 | 1 | Closed | Line | NO | 33.9 | 9.8 | 35.3 | 0 | 0 | 0 | 0.01
13209 | BEAVERTON 6 1 | 13210 | BEAVERTON 6 2 | 1 | Closed | Line | NO | -34.8 | -13.4 | 37.3 | 0 | 0 | 0 | 0.01
21309 | FREMONT 1 1 | 21311 | FREMONT 1 3 | 1 | Closed | Line | NO | 0 | 0 | 0 | 0 | 0 | 0 | 0
21309 | FREMONT 1 1 | 21310 | FREMONT 1 2 | 1 | Closed | Line | NO | -30.7 | -8.2 | 31.8 | 0 | 0 | 0 | 0.01
10607 | PASCO 1 1 | 10608 | PASCO 1 2 | 1 | Closed | Line | NO | -81.8 | -24.7 | 85.5 | 0 | 0 | 0.02 | 0.07
10283 | SEATTLE 21 1 | 10284 | SEATTLE 21 2 | 1 | Closed | Line | NO | -33 | -7.9 | 33.9 | 0 | 0 | 0 | 0.01
28469 | MURRIETA 3 1 | 28470 | MURRIETA 3 2 | 1 | Closed | Line | NO | 48.5 | 4.8 | 48.7 | 0 | 0 | 0.01 | 0.02
21305 | PALO ALTO 4 1 | 21306 | PALO ALTO 4 2 | 1 | Closed | Line | NO | -40.9 | -2.7 | 41 | 0 | 0 | 0 | 0.02
13206 | BEAVERTON 5 1 | 13208 | BEAVERTON 5 3 | 1 | Closed | Line | NO | 34.8 | 15.2 | 37.9 | 0 | 0 | 0 | 0.02
28467 | SAN MARCOS 4 1 | 28468 | SAN MARCOS 4 2 | 1 | Closed | Line | NO | 41.7 | 10.8 | 43.1 | 0 | 0 | 0 | 0.02
28464 | REDLANDS 4 1 | 28465 | REDLANDS 4 2 | 1 | Closed | Line | NO | 30.1 | 2.7 | 30.2 | 0 | 0 | 0 | 0.01
13206 | BEAVERTON 5 1 | 13207 | BEAVERTON 5 2 | 1 | Closed | Line | NO | -34.8 | -15.2 | 37.9 | 0 | 0 | 0 | 0.01
21302 | SANTA CRUZ 2 1 | 21303 | SANTA CRUZ 2 2 | 1 | Closed | Line | NO | 43.2 | 13.6 | 45.3 | 0 | 0 | 0.01 | 0.02
13204 | PORTLAND 2 1 | 13205 | PORTLAND 2 2 | 1 | Closed | Line | NO | 69.9 | 17.9 | 72.1 | 0 | 0 | 0.01 | 0.06
28458 | APPLE VALLEY 1 1 | 28461 | APPLE VALLEY 1 4 | 1 | Closed | Line | NO | 0 | 0 | 0 | 0 | 0 | 0 | 0
28458 | APPLE VALLEY 1 1 | 28460 | APPLE VALLEY 1 3 | 1 | Closed | Line | NO | -186.1 | -46.3 | 191.7 | 0 | 0 | 0.09 | 0.39
28456 | SAN DIEGO 15 1 | 28457 | SAN DIEGO 15 2 | 1 | Closed | Line | NO | 28 | 4.3 | 28.3 | 0 | 0 | 0 | 0.01
10140 | PORT ORCHARD 3 1 | 10141 | PORT ORCHARD 3 2 | 1 | Closed | Line | NO | 41.1 | 16.7 | 44.4 | 0 | 0 | 0 | 0.02
10074 | KALAMA 1 | 10075 | KALAMA 2 | 1 | Closed | Line | NO | 14.7 | 4.6 | 15.4 | 0 | 0 | 0 | 0
28452 | SAN DIEGO 13 1 | 28454 | SAN DIEGO 13 3 | 1 | Closed | Line | NO | 40.6 | 12.7 | 42.5 | 0 | 0 | 0.01 | 0.02
28452 | SAN DIEGO 13 1 | 28453 | SAN DIEGO 13 2 | 1 | Closed | Line | NO | -40.6 | -12.7 | 42.5 | 0 | 0 | 0 | 0.02
28450 | SAN DIEGO 12 1 | 28451 | SAN DIEGO 12 2 | 1 | Closed | Line | NO | 40.6 | 5.8 | 41 | 0 | 0 | 0 | 0.02
28448 | SAN DIEGO 11 1 | 28449 | SAN DIEGO 11 2 | 1 | Closed | Line | NO | 62.9 | 18.6 | 65.6 | 0 | 0 | 0.01 | 0.05
13202 | PORTLAND 1 1 | 13203 | PORTLAND 1 2 | 1 | Closed | Line | NO | 69.9 | 22.4 | 73.4 | 0 | 0 | 0.01 | 0.05
28444 | SAN DIEGO 9 1 | 28446 | SAN DIEGO 9 3 | 1 | Closed | Line | NO | -39.4 | -0.6 | 39.4 | 0 | 0 | 0 | 0.02
28444 | SAN DIEGO 9 1 | 28445 | SAN DIEGO 9 2 | 1 | Closed | Line | NO | 39.4 | 0.6 | 39.4 | 0 | 0 | 0 | 0.02
21294 | HAYWARD 2 1 | 21295 | HAYWARD 2 2 | 1 | Closed | Line | NO | 26.7 | 3.3 | 26.9 | 0 | 0 | 0 | 0.01
10602 | KENNEWICK 3 1 | 10603 | KENNEWICK 3 2 | 1 | Closed | Line | NO | -58.5 | -37.9 | 69.7 | 0 | 0 | 0.01 | 0.05
21289 | OAKLAND 18 1 | 21291 | OAKLAND 18 3 | 1 | Closed | Line | NO | 41.9 | 13.9 | 44.2 | 0 | 0 | 0.01 | 0.02
28434 | HIGHLAND 2 1 | 28435 | HIGHLAND 2 2 | 1 | Closed | Line | NO | 49.4 | 8.5 | 50.2 | 0 | 0 | 0.01 | 0.03
21289 | OAKLAND 18 1 | 21290 | OAKLAND 18 2 | 1 | Closed | Line | NO | -41.9 | -13.9 | 44.2 | 0 | 0 | 0.01 | 0.02
13198 | LEBANON 2 1 | 13199 | LEBANON 2 2 | 1 | Closed | Line | NO | 34.3 | 9.3 | 35.6 | 0 | 0 | 0 | 0.01
28432 | HIGHLAND 1 1 | 28433 | HIGHLAND 1 2 | 1 | Closed | Line | NO | 49.4 | 4.8 | 49.7 | 0 | 0 | 0.01 | 0.03
10278 | EVERSON 1 | 10282 | EVERSON 5 | 1 | Closed | Line | NO | 0 | 0 | 0 | 0 | 0 | 0 | 0
28425 | SAN DIEGO 7 1 | 28426 | SAN DIEGO 7 2 | 1 | Closed | Line | NO | 46.2 | 7.5 | 46.8 | 0 | 0 | 0.01 | 0.03
21284 | FAIRFIELD 1 1 | 21285 | FAIRFIELD 1 2 | 1 | Closed | Line | NO | 32.8 | 11.1 | 34.6 | 0 | 0 | 0 | 0.01
28423 | SAN DIEGO 6 1 | 28424 | SAN DIEGO 6 2 | 1 | Closed | Line | NO | -72 | -11.9 | 73 | 0 | 0 | 0.01 | 0.05
28419 | VISTA 4 1 | 28421 | VISTA 4 3 | 1 | Closed | Line | NO | -42.9 | -4.9 | 43.2 | 0 | 0 | 0 | 0.02
28419 | VISTA 4 1 | 28420 | VISTA 4 2 | 1 | Closed | Line | NO | 42.9 | 4.9 | 43.2 | 0 | 0 | 0 | 0.02
10278 | EVERSON 1 | 10281 | EVERSON 4 | 1 | Closed | Line | NO | 0 | 0 | 0 | 0 | 0 | 0 | 0
21281 | BENICIA 1 1 | 21282 | BENICIA 1 2 | 1 | Closed | Line | NO | -24.4 | -5.9 | 25.1 | 0 | 0 | 0 | 0.01
28412 | FALLBROOK 2 1 | 28415 | FALLBROOK 2 4 | 1 | Closed | Line | NO | 0 | 0 | 0 | 0 | 0 | 0 | 0
28412 | FALLBROOK 2 1 | 28414 | FALLBROOK 2 3 | 1 | Closed | Line | NO | 41.6 | 5.8 | 42 | 0 | 0 | 0 | 0.02
28412 | FALLBROOK 2 1 | 28413 | FALLBROOK 2 2 | 1 | Closed | Line | NO | -41.6 | -5.8 | 42 | 0 | 0 | 0 | 0.02
21279 | MARTINEZ 2 1 | 21280 | MARTINEZ 2 2 | 1 | Closed | Line | NO | 42.4 | 8.4 | 43.2 | 0 | 0 | 0 | 0.02
21277 | MARTINEZ 1 1 | 21278 | MARTINEZ 1 2 | 1 | Closed | Line | NO | 42.4 | 8.7 | 43.2 | 0 | 0 | 0 | 0.02
10278 | EVERSON 1 | 10280 | EVERSON 3 | 1 | Closed | Line | NO | -28.6 | -8 | 29.7 | 0 | 0 | 0 | 0.01
10008 | OCEAN PARK 1 | 10009 | OCEAN PARK 2 | 1 | Closed | Line | NO | 16.8 | 2.6 | 17 | 0 | 0 | 0 | 0
28403 | SAN DIEGO 4 1 | 28408 | SAN DIEGO 4 6 | 1 | Closed | Line | NO | -258.4 | -33.4 | 260.6 | 0 | 0 | 0.15 | 0.75
28403 | SAN DIEGO 4 1 | 28407 | SAN DIEGO 4 5 | 1 | Closed | Line | NO | 44.1 | 16.9 | 47.2 | 0 | 0 | 0 | 0.02
28399 | MORENO VALLEY 5 1 | 28400 | MORENO VALLEY 5 2 | 1 | Closed | Line | NO | -27.7 | -11.2 | 29.9 | 0 | 0 | 0 | 0.01
28396 | SAN DIEGO 2 1 | 28397 | SAN DIEGO 2 2 | 1 | Closed | Line | NO | 42.2 | 10 | 43.4 | 0 | 0 | 0 | 0.02
13192 | WOODBURN 1 1 | 13195 | WOODBURN 1 4 | 1 | Closed | Line | NO | 0 | 0 | 0 | 0 | 0 | 0 | 0
10278 | EVERSON 1 | 10279 | EVERSON 2 | 1 | Closed | Line | NO | 28.6 | 8 | 29.7 | 0 | 0 | 0 | 0.01
28394 | SAN DIEGO 1 1 | 28395 | SAN DIEGO 1 2 | 1 | Closed | Line | NO | 34.8 | 4 | 35 | 0 | 0 | 0 | 0.01
21272 | PALO ALTO 1 1 | 21273 | PALO ALTO 1 2 | 1 | Closed | Line | NO | -33.7 | -13.9 | 36.5 | 0 | 0 | 0 | 0.01
28392 | VISTA 3 1 | 28393 | VISTA 3 2 | 1 | Closed | Line | NO | -41.8 | -4.2 | 42 | 0 | 0 | 0 | 0.02
13192 | WOODBURN 1 1 | 13194 | WOODBURN 1 3 | 1 | Closed | Line | NO | -34.6 | -16.1 | 38.1 | 0 | 0 | 0 | 0.01
28390 | VISTA 2 1 | 28391 | VISTA 2 2 | 1 | Closed | Line | NO | -24.7 | -7.8 | 25.9 | 0 | 0 | 0 | 0.01
21267 | SAN LEANDRO 1 1 | 21268 | SAN LEANDRO 1 2 | 1 | Closed | Line | NO | -41 | -9 | 42 | 0 | 0 | 0 | 0.02
13192 | WOODBURN 1 1 | 13193 | WOODBURN 1 2 | 1 | Closed | Line | NO | 34.6 | 16.1 | 38.1 | 0 | 0 | 0 | 0.02
28387 | CARLSBAD 4 1 | 28388 | CARLSBAD 4 2 | 1 | Closed | Line | NO | -55.4 | -5.6 | 55.7 | 0 | 0 | 0.01 | 0.03
21265 | STANFORD 1 1 | 21266 | STANFORD 1 2 | 1 | Closed | Line | NO | 28.1 | 9.3 | 29.6 | 0 | 0 | 0 | 0.01
13190 | DEXTER 1 1 | 13191 | DEXTER 1 2 | 1 | Closed | Line | NO | 5.6 | 1.2 | 5.7 | 0 | 0 | 0 | 0
28383 | VISTA 1 1 | 28384 | VISTA 1 2 | 1 | Closed | Line | NO | 33.3 | 7.4 | 34.1 | 0 | 0 | 0 | 0.01
28379 | LA JOLLA 2 1 | 28380 | LA JOLLA 2 2 | 1 | Closed | Line | NO | 42.1 | 8.3 | 42.9 | 0 | 0 | 0 | 0.02
28377 | LA JOLLA 1 1 | 28378 | LA JOLLA 1 2 | 1 | Closed | Line | NO | 64.9 | 7.7 | 65.4 | 0 | 0 | 0.01 | 0.05
28375 | MORENO VALLEY 2 1 | 28376 | MORENO VALLEY 2 2 | 1 | Closed | Line | NO | 45.3 | 3.5 | 45.4 | 0 | 0 | 0.01 | 0.02
28373 | MORENO VALLEY 1 1 | 28374 | MORENO VALLEY 1 2 | 1 | Closed | Line | NO | 45.3 | 14.1 | 47.4 | 0 | 0 | 0 | 0.02
13185 | SPRINGFIELD 3 1 | 13188 | SPRINGFIELD 3 4 | 1 | Closed | Line | NO | 0 | 0 | 0 | 0 | 0 | 0 | 0
10595 | OMAK 1 | 10596 | OMAK 2 | 1 | Closed | Line | NO | 22.1 | 6.3 | 22.9 | 0 | 0 | 0 | 0.01
28368 | ENCINITAS 1 1 | 28369 | ENCINITAS 1 2 | 1 | Closed | Line | NO | 44.2 | 16.3 | 47.1 | 0 | 0 | 0.01 | 0.02
21257 | REDWOOD CITY 7 1 | 21258 | REDWOOD CITY 7 2 | 1 | Closed | Line | NO | 27.9 | 7.8 | 28.9 | 0 | 0 | 0 | 0.01
13185 | SPRINGFIELD 3 1 | 13187 | SPRINGFIELD 3 3 | 1 | Closed | Line | NO | -44.4 | -2.2 | 44.5 | 0 | 0 | 0.01 | 0.02
13185 | SPRINGFIELD 3 1 | 13186 | SPRINGFIELD 3 2 | 1 | Closed | Line | NO | 44.4 | 2.2 | 44.5 | 0 | 0 | 0.01 | 0.02
28361 | COLTON 2 1 | 28362 | COLTON 2 2 | 1 | Closed | Line | NO | -78.6 | -25.7 | 82.7 | 0 | 0 | 0.02 | 0.07
21255 | REDWOOD CITY 6 1 | 21256 | REDWOOD CITY 6 2 | 1 | Closed | Line | NO | 27.9 | 8.8 | 29.2 | 0 | 0 | 0 | 0.01
28358 | COLTON 1 1 | 28360 | COLTON 1 3 | 1 | Closed | Line | NO | -50.9 | -24.6 | 56.5 | 0 | 0 | 0.01 | 0.04
28358 | COLTON 1 1 | 28359 | COLTON 1 2 | 1 | Closed | Line | NO | 50.9 | 24.6 | 56.5 | 0 | 0 | 0.01 | 0.03
28355 | VICTORVILLE 5 1 | 28356 | VICTORVILLE 5 2 | 1 | Closed | Line | NO | 38.2 | 13.3 | 40.4 | 0 | 0 | 0 | 0.02
13182 | BEAVERTON 4 1 | 13183 | BEAVERTON 4 2 | 1 | Closed | Line | NO | 75.7 | 25.1 | 79.7 | 0 | 0 | 0.01 | 0.07
10072 | OLYMPIA 10 1 | 10073 | OLYMPIA 10 2 | 1 | Closed | Line | NO | 38.4 | 20.2 | 43.4 | 0 | 0 | 0.01 | 0.02
28351 | OCEANSIDE 4 1 | 28352 | OCEANSIDE 4 2 | 1 | Closed | Line | NO | 46.7 | 15 | 49 | 0 | 0 | 0.01 | 0.02
28345 | HESPERIA 3 3 | 28346 | HESPERIA 3 4 | 1 | Closed | TransformerWinding | YES | 0 | 0 | 0 | 125 | 0 | 0 | 0
21249 | OAKLAND 14 1 | 21251 | OAKLAND 14 3 | 1 | Closed | Line | NO | -32.9 | -5.1 | 33.3 | 0 | 0 | 0 | 0.01
21249 | OAKLAND 14 1 | 21250 | OAKLAND 14 2 | 1 | Closed | Line | NO | 32.9 | 5.1 | 33.3 | 0 | 0 | 0 | 0.01
21247 | OAKLAND 13 1 | 21248 | OAKLAND 13 2 | 1 | Closed | Line | NO | 32.9 | 3.3 | 33.1 | 0 | 0 | 0 | 0.01
28343 | HESPERIA 3 1 | 28347 | HESPERIA 3 5 | 1 | Closed | Line | NO | 47.2 | 17.9 | 50.5 | 0 | 0 | 0.01 | 0.03
21245 | OAKLAND 12 1 | 21246 | OAKLAND 12 2 | 1 | Closed | Line | NO | -25.5 | 137 | 139.3 | 0 | 0 | 0.05 | 0.21
28341 | HESPERIA 2 1 | 28342 | HESPERIA 2 2 | 1 | Closed | Line | NO | 47.2 | 13.4 | 49.1 | 0 | 0 | 0.01 | 0.03
28339 | SAN BERNARDINO 4 1 | 28340 | SAN BERNARDINO 4 2 | 1 | Closed | Line | NO | 26 | 12.1 | 28.6 | 0 | 0 | 0 | 0.01
13178 | SHERWOOD 1 | 13179 | SHERWOOD 2 | 1 | Closed | Line | NO | 56.3 | 6.5 | 56.7 | 0 | 0 | 0.01 | 0.03
28336 | OCEANSIDE 2 1 | 28337 | OCEANSIDE 2 2 | 1 | Closed | Line | NO | -38.2 | -20.8 | 43.5 | 0 | 0 | 0 | 0.02
28334 | CARLSBAD 2 1 | 28335 | CARLSBAD 2 2 | 1 | Closed | Line | NO | 24.9 | 5.2 | 25.4 | 0 | 0 | 0 | 0.01
21240 | OAKLAND 10 1 | 21243 | OAKLAND 10 4 | 1 | Closed | Line | NO | 0 | 0 | 0 | 0 | 0 | 0 | 0
21240 | OAKLAND 10 1 | 21242 | OAKLAND 10 3 | 1 | Closed | Line | NO | -49.9 | -6.5 | 50.3 | 0 | 0 | 0.01 | 0.03
10591 | RICHLAND 3 1 | 10593 | RICHLAND 3 3 | 1 | Closed | Line | NO | -33.2 | -7.5 | 34.1 | 0 | 0 | 0 | 0.01
21240 | OAKLAND 10 1 | 21241 | OAKLAND 10 2 | 1 | Closed | Line | NO | 49.9 | 6.5 | 50.3 | 0 | 0 | 0.01 | 0.03
13176 | BEAVERTON 2 1 | 13177 | BEAVERTON 2 2 | 1 | Closed | Line | NO | 80.4 | 13.9 | 81.5 | 0 | 0 | 0.02 | 0.07
10591 | RICHLAND 3 1 | 10592 | RICHLAND 3 2 | 1 | Closed | Line | NO | 33.2 | 7.5 | 34.1 | 0 | 0 | 0 | 0.01
28321 | RIVERSIDE 14 1 | 28323 | RIVERSIDE 14 3 | 1 | Closed | Line | NO | -31.5 | -2.7 | 31.6 | 0 | 0 | 0 | 0.01
28321 | RIVERSIDE 14 1 | 28322 | RIVERSIDE 14 2 | 1 | Closed | Line | NO | 31.5 | 2.7 | 31.6 | 0 | 0 | 0 | 0.01
21235 | VALLEJO 3 1 | 21236 | VALLEJO 3 2 | 1 | Closed | Line | NO | 26.9 | 4.2 | 27.2 | 0 | 0 | 0 | 0.01
28319 | MURRIETA 2 1 | 28320 | MURRIETA 2 2 | 1 | Closed | Line | NO | 55.9 | 15.2 | 57.9 | 0 | 0 | 0.01 | 0.04
21232 | REDWOOD CITY 5 1 | 21234 | REDWOOD CITY 5 3 | 1 | Closed | Line | NO | 63.6 | 13.5 | 65 | 0 | 0 | 0.01 | 0.05
28314 | VICTORVILLE 4 3 | 28315 | VICTORVILLE 4 4 | 1 | Closed | TransformerWinding | YES | 0 | 0 | 0 | 112.2 | 0 | 0 | 0
21228 | REDWOOD CITY 4 1 | 21231 | REDWOOD CITY 4 4 | 1 | Closed | Line | NO | -45.4 | -28.5 | 53.6 | 0 | 0 | 0.01 | 0.03
21228 | REDWOOD CITY 4 1 | 21230 | REDWOOD CITY 4 3 | 1 | Closed | Line | NO | 12.8 | 3.4 | 13.2 | 0 | 0 | 0 | 0
21228 | REDWOOD CITY 4 1 | 21229 | REDWOOD CITY 4 2 | 1 | Closed | Line | NO | 32.6 | 25.1 | 41.1 | 0 | 0 | 0 | 0.02
28308 | RIVERSIDE 13 1 | 28309 | RIVERSIDE 13 2 | 1 | Closed | Line | NO | 39.6 | 6.5 | 40.1 | 0 | 0 | 0 | 0.02
13169 | SALEM 13 1 | 13170 | SALEM 13 2 | 1 | Closed | Line | NO | -58.5 | -7.8 | 59 | 0 | 0 | 0.01 | 0.03
28306 | RIVERSIDE 12 1 | 28307 | RIVERSIDE 12 2 | 1 | Closed | Line | NO | 39.6 | 12.7 | 41.6 | 0 | 0 | 0 | 0.02
21225 | OAKLAND 7 1 | 21227 | OAKLAND 7 3 | 1 | Closed | Line | NO | -28.9 | -1.9 | 28.9 | 0 | 0 | 0 | 0.01
21225 | OAKLAND 7 1 | 21226 | OAKLAND 7 2 | 1 | Closed | Line | NO | 28.9 | 1.9 | 28.9 | 0 | 0 | 0 | 0.01
28304 | LAKE ELSINORE 2 1 | 28305 | LAKE ELSINORE 2 2 | 1 | Closed | Line | NO | 45.2 | 11.5 | 46.6 | 0 | 0 | 0 | 0.02
28300 | RIALTO 4 1 | 28301 | RIALTO 4 2 | 1 | Closed | Line | NO | -48.9 | -14.4 | 51 | 0 | 0 | 0.01 | 0.03
28296 | RIALTO 2 1 | 28298 | RIALTO 2 3 | 1 | Closed | Line | NO | -48.9 | -3.5 | 49 | 0 | 0 | 0 | 0.03
28296 | RIALTO 2 1 | 28297 | RIALTO 2 2 | 1 | Closed | Line | NO | 48.9 | 3.5 | 49 | 0 | 0 | 0.01 | 0.03
10586 | MOSES LAKE 2 1 | 10588 | MOSES LAKE 2 3 | 1 | Closed | Line | NO | 48.4 | 13.3 | 50.2 | 0 | 0 | 0.01 | 0.02
28289 | HESPERIA 1 1 | 28290 | HESPERIA 1 2 | 1 | Closed | Line | NO | -37.4 | -11.6 | 39.2 | 0 | 0 | 0 | 0.02
13165 | SALEM 11 1 | 13166 | SALEM 11 2 | 1 | Closed | Line | NO | 48.2 | 18.5 | 51.7 | 0 | 0 | 0.01 | 0.03
28287 | RIALTO 1 1 | 28288 | RIALTO 1 2 | 1 | Closed | Line | NO | 36 | 12.7 | 38.2 | 0 | 0 | 0 | 0.02
13163 | TURNER 1 | 13164 | TURNER 2 | 1 | Closed | Line | NO | 12.5 | 1.7 | 12.6 | 0 | 0 | 0 | 0
28283 | VICTORVILLE 1 1 | 28285 | VICTORVILLE 1 3 | 1 | Closed | Line | NO | 0 | 0 | 0 | 0 | 0 | 0 | 0
28283 | VICTORVILLE 1 1 | 28284 | VICTORVILLE 1 2 | 1 | Closed | Line | NO | -49.4 | -24.7 | 55.2 | 0 | 0 | 0.01 | 0.03
21215 | ALAMEDA 3 1 | 21216 | ALAMEDA 3 2 | 1 | Closed | Line | NO | 24.5 | 4.3 | 24.9 | 0 | 0 | 0 | 0.01
28281 | RIVERSIDE 8 1 | 28282 | RIVERSIDE 8 2 | 1 | Closed | Line | NO | -45.1 | -10.2 | 46.3 | 0 | 0 | 0.01 | 0.02
21212 | VALLEJO 2 1 | 21213 | VALLEJO 2 2 | 1 | Closed | Line | NO | -31.9 | -1.8 | 31.9 | 0 | 0 | 0 | 0.01
28276 | RIVERSIDE 5 1 | 28278 | RIVERSIDE 5 3 | 1 | Closed | Line | NO | 50.7 | 31.9 | 59.9 | 0 | 0 | 0.01 | 0.04
28276 | RIVERSIDE 5 1 | 28277 | RIVERSIDE 5 2 | 1 | Closed | Line | NO | -50.7 | -31.9 | 59.9 | 0 | 0 | 0.01 | 0.04
28273 | RIVERSIDE 3 1 | 28274 | RIVERSIDE 3 2 | 1 | Closed | Line | NO | 50.7 | 25.4 | 56.7 | 0 | 0 | 0.01 | 0.03
28268 | ADELANTO 1 1 | 28270 | ADELANTO 1 3 | 1 | Closed | Line | NO | -29.5 | -7 | 30.3 | 0 | 0 | 0 | 0.01
28268 | ADELANTO 1 1 | 28269 | ADELANTO 1 2 | 1 | Closed | Line | NO | 29.5 | 7 | 30.3 | 0 | 0 | 0 | 0.01
21208 | HERCULES 1 | 21209 | HERCULES 2 | 1 | Closed | Line | NO | 43.4 | 13.3 | 45.4 | 0 | 0 | 0.01 | 0.02
28265 | FONTANA 7 1 | 28266 | FONTANA 7 2 | 1 | Closed | Line | NO | -53.1 | -22.1 | 57.5 | 0 | 0 | 0.01 | 0.03
21206 | OAKLAND 2 1 | 21207 | OAKLAND 2 2 | 1 | Closed | Line | NO | 37.1 | 4.7 | 37.4 | 0 | 0 | 0 | 0.02
28263 | FONTANA 6 1 | 28264 | FONTANA 6 2 | 1 | Closed | Line | NO | 53.1 | 21 | 57.1 | 0 | 0 | 0.01 | 0.03
13156 | HILLSBORO 4 1 | 13161 | HILLSBORO 4 6 | 1 | Closed | Line | NO | 0 | 0 | 0 | 0 | 0 | 0 | 0
10135 | FERNDALE 1 1 | 10136 | FERNDALE 1 2 | 1 | Closed | Line | NO | -61 | -13.9 | 62.6 | 0 | 0 | 0.01 | 0.04
28259 | FONTANA 4 1 | 28261 | FONTANA 4 3 | 1 | Closed | Line | NO | 57.2 | 9.9 | 58.1 | 0 | 0 | 0.01 | 0.03
13156 | HILLSBORO 4 1 | 13160 | HILLSBORO 4 5 | 1 | Closed | Line | NO | -131.8 | 91.8 | 160.6 | 0 | 0 | 0.07 | 0.27
28259 | FONTANA 4 1 | 28260 | FONTANA 4 2 | 1 | Closed | Line | NO | -57.2 | -9.9 | 58.1 | 0 | 0 | 0.01 | 0.04
21203 | SAN MATEO 5 1 | 21204 | SAN MATEO 5 2 | 1 | Closed | Line | NO | 53.8 | 8.7 | 54.5 | 0 | 0 | 0.01 | 0.03
10583 | WEST RICHLAND 1 | 10584 | WEST RICHLAND 2 | 1 | Closed | Line | NO | 31.9 | 1.7 | 32 | 0 | 0 | 0 | 0.01
28257 | FONTANA 3 1 | 28258 | FONTANA 3 2 | 1 | Closed | Line | NO | 57.2 | 19.8 | 60.6 | 0 | 0 | 0.01 | 0.04
21201 | SAN CARLOS 2 1 | 21202 | SAN CARLOS 2 2 | 1 | Closed | Line | NO | 26.3 | 6.6 | 27.1 | 0 | 0 | 0 | 0.01
28253 | CORONA 10 1 | 28254 | CORONA 10 2 | 1 | Closed | Line | NO | 26.4 | 6.2 | 27.1 | 0 | 0 | 0 | 0.01
21199 | SAN CARLOS 1 1 | 21200 | SAN CARLOS 1 2 | 1 | Closed | Line | NO | -26.2 | -8.5 | 27.6 | 0 | 0 | 0 | 0.01
28248 | RIVERSIDE 1 1 | 28250 | RIVERSIDE 1 3 | 1 | Closed | Line | NO | -42.9 | -15.7 | 45.7 | 0 | 0 | 0 | 0.02
28248 | RIVERSIDE 1 1 | 28249 | RIVERSIDE 1 2 | 1 | Closed | Line | NO | 42.9 | 15.7 | 45.7 | 0 | 0 | 0.01 | 0.02
13152 | CENTRAL POINT 2 1 | 13153 | CENTRAL POINT 2 2 | 1 | Closed | Line | NO | 33.2 | 5.4 | 33.7 | 0 | 0 | 0 | 0.01
28239 | CORONA 5 1 | 28242 | CORONA 5 4 | 1 | Closed | Line | NO | 0 | 0 | 0 | 0 | 0 | 0 | 0
28239 | CORONA 5 1 | 28241 | CORONA 5 3 | 1 | Closed | Line | NO | 42.1 | 3.4 | 42.2 | 0 | 0 | 0 | 0.02
13150 | CENTRAL POINT 1 1 | 13151 | CENTRAL POINT 1 2 | 1 | Closed | Line | NO | 33.2 | 4.1 | 33.5 | 0 | 0 | 0 | 0.01
10579 | OKANOGAN 1 | 10580 | OKANOGAN 2 | 1 | Closed | Line | NO | 13 | 4.2 | 13.7 | 0 | 0 | 0 | 0
10133 | GIG HARBOR 2 1 | 10134 | GIG HARBOR 2 2 | 1 | Closed | Line | NO | 71 | 8.3 | 71.5 | 0 | 0 | 0.01 | 0.05
28239 | CORONA 5 1 | 28240 | CORONA 5 2 | 1 | Closed | Line | NO | -42.1 | -3.4 | 42.2 | 0 | 0 | 0 | 0.02
21193 | PINOLE 1 | 21194 | PINOLE 2 | 1 | Closed | Line | NO | 48.6 | 9.5 | 49.5 | 0 | 0 | 0.01 | 0.03
28237 | MIRA LOMA 2 1 | 28238 | MIRA LOMA 2 2 | 1 | Closed | Line | NO | -27 | -8.5 | 28.3 | 0 | 0 | 0 | 0.01
28235 | MIRA LOMA 1 1 | 28236 | MIRA LOMA 1 2 | 1 | Closed | Line | NO | 27 | 4.5 | 27.4 | 0 | 0 | 0 | 0.01
13148 | GERVAIS 1 | 13149 | GERVAIS 2 | 1 | Closed | Line | NO | 12.3 | 3.8 | 12.9 | 0 | 0 | 0 | 0
28228 | ONTARIO 7 1 | 28229 | ONTARIO 7 2 | 1 | Closed | Line | NO | 51.2 | 13.4 | 53 | 0 | 0 | 0.01 | 0.03
28225 | RANCHO CUCAMONGA 2 1 | 28226 | RANCHO CUCAMONGA 2 2 | 1 | Closed | Line | NO | 35.1 | 23 | 42 | 0 | 0 | 0 | 0.02
13144 | HILLSBORO 1 1 | 13145 | HILLSBORO 1 2 | 1 | Closed | Line | NO | 53.5 | 11 | 54.6 | 0 | 0 | 0.01 | 0.03
21185 | EL CERRITO 1 | 21186 | EL CERRITO 2 | 1 | Closed | Line | NO | 43 | 14.5 | 45.4 | 0 | 0 | 0.01 | 0.02
21183 | BELMONT 1 | 21184 | BELMONT 2 | 1 | Closed | Line | NO | 23.4 | 9 | 25.1 | 0 | 0 | 0 | 0.01
28214 | SAN CLEMENTE 3 1 | 28215 | SAN CLEMENTE 3 2 | 1 | Closed | Line | NO | -31 | -6.4 | 31.7 | 0 | 0 | 0 | 0.01
13141 | NEWBERG 2 1 | 13142 | NEWBERG 2 2 | 1 | Closed | Line | NO | 33.9 | 14.1 | 36.7 | 0 | 0 | 0 | 0.01
28208 | SAN JUAN CAPISTRANO 1 1 | 28210 | SAN JUAN CAPISTRANO 1 3 | 1 | Closed | Line | NO | -31.3 | -5.9 | 31.8 | 0 | 0 | 0 | 0.01
28208 | SAN JUAN CAPISTRANO 1 1 | 28209 | SAN JUAN CAPISTRANO 1 2 | 1 | Closed | Line | NO | 31.3 | 5.9 | 31.8 | 0 | 0 | 0 | 0.01
28205 | RANCHO SANTA MARGARITA 1 1 | 28206 | RANCHO SANTA MARGARITA 1 2 | 1 | Closed | Line | NO | 39.4 | 6.4 | 39.9 | 0 | 0 | 0 | 0.02
28201 | SAN CLEMENTE 1 1 | 28204 | SAN CLEMENTE 1 4 | 1 | Closed | Line | NO | 0 | 0 | 0 | 0 | 0 | 0 | 0
28201 | SAN CLEMENTE 1 1 | 28203 | SAN CLEMENTE 1 3 | 1 | Closed | Line | NO | -26.4 | -9.6 | 28.1 | 0 | 0 | 0 | 0.01
28201 | SAN CLEMENTE 1 1 | 28202 | SAN CLEMENTE 1 2 | 1 | Closed | Line | NO | 26.4 | 9.6 | 28.1 | 0 | 0 | 0 | 0.01
13139 | NEWBERG 1 1 | 13140 | NEWBERG 1 2 | 1 | Closed | Line | NO | -51.4 | -3.8 | 51.6 | 0 | 0 | 0.01 | 0.03
21171 | RICHMOND 5 1 | 21175 | RICHMOND 5 5 | 1 | Closed | Line | NO | 0 | 0 | 0 | 0 | 0 | 0 | 0
21171 | RICHMOND 5 1 | 21174 | RICHMOND 5 4 | 1 | Closed | Line | NO | 0 | 0 | 0 | 0 | 0 | 0 | 0
21171 | RICHMOND 5 1 | 21173 | RICHMOND 5 3 | 1 | Closed | Line | NO | -24.6 | -2.2 | 24.7 | 0 | 0 | 0 | 0.01
10574 | PROSSER 1 | 10575 | PROSSER 2 | 1 | Closed | Line | NO | -31.7 | -9.3 | 33 | 0 | 0 | 0 | 0.01
28193 | UPLAND 4 1 | 28195 | UPLAND 4 3 | 1 | Closed | Line | NO | -23.3 | -4.6 | 23.8 | 0 | 0 | 0 | 0.01
21171 | RICHMOND 5 1 | 21172 | RICHMOND 5 2 | 1 | Closed | Line | NO | 24.6 | 2.2 | 24.7 | 0 | 0 | 0 | 0.01
28193 | UPLAND 4 1 | 28194 | UPLAND 4 2 | 1 | Closed | Line | NO | 23.3 | 4.6 | 23.8 | 0 | 0 | 0 | 0.01
21168 | SAN PABLO 2 1 | 21170 | SAN PABLO 2 3 | 1 | Closed | Line | NO | -54.2 | -7.4 | 54.7 | 0 | 0 | 0.01 | 0.03
28187 | MISSION VIEJO 2 1 | 28189 | MISSION VIEJO 2 3 | 1 | Closed | Line | NO | -42.8 | -5.8 | 43.2 | 0 | 0 | 0.01 | 0.02
21168 | SAN PABLO 2 1 | 21169 | SAN PABLO 2 2 | 1 | Closed | Line | NO | 54.2 | 7.4 | 54.7 | 0 | 0 | 0.01 | 0.03
28187 | MISSION VIEJO 2 1 | 28188 | MISSION VIEJO 2 2 | 1 | Closed | Line | NO | 42.8 | 5.8 | 43.2 | 0 | 0 | 0 | 0.02
28183 | MISSION VIEJO 1 1 | 28186 | MISSION VIEJO 1 4 | 1 | Closed | Line | NO | 0 | 0 | 0 | 0 | 0 | 0 | 0
28183 | MISSION VIEJO 1 1 | 28185 | MISSION VIEJO 1 3 | 1 | Closed | Line | NO | -42.8 | -42.7 | 60.4 | 0 | 0 | 0.01 | 0.03
28183 | MISSION VIEJO 1 1 | 28184 | MISSION VIEJO 1 2 | 1 | Closed | Line | NO | 42.8 | 9.7 | 43.9 | 0 | 0 | 0.01 | 0.02
28181 | ONTARIO 3 1 | 28182 | ONTARIO 3 2 | 1 | Closed | Line | NO | 50.3 | 11.5 | 51.6 | 0 | 0 | 0.01 | 0.03
28177 | FOOTHILL RANCH 1 | 28179 | FOOTHILL RANCH 3 | 1 | Closed | Line | NO | -20.2 | -4.2 | 20.7 | 0 | 0 | 0 | 0
28177 | FOOTHILL RANCH 1 | 28178 | FOOTHILL RANCH 2 | 1 | Closed | Line | NO | 20.2 | 4.2 | 20.7 | 0 | 0 | 0 | 0
10572 | MATTAWA 1 1 | 10573 | MATTAWA 1 2 | 1 | Closed | Line | NO | 20.4 | 2.8 | 20.6 | 0 | 0 | 0 | 0
28175 | CHINO 3 1 | 28176 | CHINO 3 2 | 1 | Closed | Line | NO | 48.2 | 23.1 | 53.5 | 0 | 0 | 0.01 | 0.03
28173 | CHINO 2 1 | 28174 | CHINO 2 2 | 1 | Closed | Line | NO | 48.2 | 21.6 | 52.9 | 0 | 0 | 0.01 | 0.03
80083 | SIERRA BLANCA 1 | 80084 | SIERRA BLANCA 2 | 1 | Closed | Line | NO | 1.5 | 0.6 | 1.6 | 0 | 0 | 0 | 0
80081 | FORT HANCOCK 1 | 80082 | FORT HANCOCK 2 | 1 | Closed | Line | NO | -4.5 | -2.8 | 5.3 | 0 | 0 | 0 | 0
28170 | LAKE FOREST 2 1 | 28171 | LAKE FOREST 2 2 | 1 | Closed | Line | NO | -54.2 | -33.4 | 63.6 | 0 | 0 | 0.01 | 0.04
80076 | EL PASO 35 1 | 80080 | EL PASO 35 5 | 1 | Closed | Line | NO | -82.9 | 38.6 | 91.5 | 0 | 0 | 0.02 | 0.09
80074 | EL PASO 34 1 | 80075 | EL PASO 34 2 | 1 | Closed | Line | NO | 61.6 | 10.9 | 62.5 | 0 | 0 | 0.01 | 0.04
80068 | EL PASO 32 1 | 80071 | EL PASO 32 4 | 1 | Closed | Line | NO | -143.8 | -20.3 | 145.2 | 0 | 0 | 0.05 | 0.21
80068 | EL PASO 32 1 | 80070 | EL PASO 32 3 | 1 | Closed | Line | NO | 57 | 13.6 | 58.6 | 0 | 0 | 0.01 | 0.04
28164 | LAGUNA HILLS 1 1 | 28166 | LAGUNA HILLS 1 3 | 1 | Closed | Line | NO | 26.4 | 5.1 | 26.9 | 0 | 0 | 0 | 0.01
28164 | LAGUNA HILLS 1 1 | 28165 | LAGUNA HILLS 1 2 | 1 | Closed | Line | NO | -26.4 | -5.1 | 26.9 | 0 | 0 | 0 | 0.01
21160 | RICHMOND 3 1 | 21164 | RICHMOND 3 5 | 1 | Closed | Line | NO | -301.9 | -34.6 | 303.9 | 0 | 0 | 0.23 | 0.91
80065 | CLINT 1 | 80066 | CLINT 2 | 1 | Closed | Line | NO | 13.3 | 13.5 | 19 | 0 | 0 | 0 | 0
10131 | VANCOUVER 8 1 | 10132 | VANCOUVER 8 2 | 1 | Closed | Line | NO | 41.7 | 12.4 | 43.5 | 0 | 0 | 0 | 0.02
80060 | SAN ELIZARIO 1 | 80064 | SAN ELIZARIO 5 | 1 | Closed | Line | NO | 0 | 0 | 0 | 0 | 0 | 0 | 0
80060 | SAN ELIZARIO 1 | 80062 | SAN ELIZARIO 3 | 1 | Closed | Line | NO | -30.4 | -8.3 | 31.5 | 0 | 0 | 0 | 0.01
21158 | SAN MATEO 1 1 | 21159 | SAN MATEO 1 2 | 1 | Closed | Line | NO | 43.2 | 8.8 | 44.1 | 0 | 0 | 0.01 | 0.02
80060 | SAN ELIZARIO 1 | 80061 | SAN ELIZARIO 2 | 1 | Closed | Line | NO | 30.4 | 8.3 | 31.5 | 0 | 0 | 0 | 0.01
80058 | EL PASO 31 1 | 80059 | EL PASO 31 2 | 1 | Closed | Line | NO | 44.9 | 15.4 | 47.4 | 0 | 0 | 0.01 | 0.02
28161 | MONTCLAIR 1 1 | 28162 | MONTCLAIR 1 2 | 1 | Closed | Line | NO | 32.7 | 5.1 | 33.1 | 0 | 0 | 0 | 0.01
28159 | LAGUNA NIGUEL 2 1 | 28160 | LAGUNA NIGUEL 2 2 | 1 | Closed | Line | NO | 57 | 20.5 | 60.6 | 0 | 0 | 0.01 | 0.04
80051 | EL PASO 29 4 | 80052 | EL PASO 29 5 | 1 | Closed | TransformerWinding | YES | 0 | 0 | 0 | 75 | 0 | 0 | 0
21156 | BURLINGAME 2 1 | 21157 | BURLINGAME 2 2 | 1 | Closed | Line | NO | -36.7 | -4.8 | 37 | 0 | 0 | 0 | 0.02
21154 | BURLINGAME 1 1 | 21155 | BURLINGAME 1 2 | 1 | Closed | Line | NO | 36.7 | 11.9 | 38.5 | 0 | 0 | 0 | 0.01
28155 | LAGUNA NIGUEL 1 1 | 28158 | LAGUNA NIGUEL 1 4 | 1 | Closed | Line | NO | -427.7 | -302.3 | 523.8 | 0 | 0 | 0.7 | 3.05
28155 | LAGUNA NIGUEL 1 1 | 28157 | LAGUNA NIGUEL 1 3 | 1 | Closed | Line | NO | 57 | 13.7 | 58.6 | 0 | 0 | 0.01 | 0.04
21152 | RICHMOND 2 1 | 21153 | RICHMOND 2 2 | 1 | Closed | Line | NO | 26.5 | 18 | 32 | 0 | 0 | 0 | 0.01
80038 | EL PASO 24 1 | 80042 | EL PASO 24 5 | 1 | Closed | Line | NO | 0 | 0 | 0 | 0 | 0 | 0 | 0
80038 | EL PASO 24 1 | 80041 | EL PASO 24 4 | 1 | Closed | Line | NO | 0 | 0 | 0 | 0 | 0 | 0 | 0
21149 | RICHMOND 1 1 | 21151 | RICHMOND 1 3 | 1 | Closed | Line | NO | -26.5 | -5.2 | 27 | 0 | 0 | 0 | 0.01
28149 | ALISO VIEJO 1 1 | 28151 | ALISO VIEJO 1 3 | 1 | Closed | Line | NO | 22.5 | 2.7 | 22.6 | 0 | 0 | 0 | 0
28149 | ALISO VIEJO 1 1 | 28150 | ALISO VIEJO 1 2 | 1 | Closed | Line | NO | 44.1 | 11.3 | 45.6 | 0 | 0 | 0 | 0.02
21149 | RICHMOND 1 1 | 21150 | RICHMOND 1 2 | 1 | Closed | Line | NO | 26.5 | 5.2 | 27 | 0 | 0 | 0 | 0.01
80033 | EL PASO 20 1 | 80034 | EL PASO 20 2 | 1 | Closed | Line | NO | 46.1 | 23.9 | 51.9 | 0 | 0 | 0.01 | 0.03
80030 | EL PASO 18 1 | 80031 | EL PASO 18 2 | 1 | Closed | Line | NO | 10.1 | 1.6 | 10.2 | 0 | 0 | 0 | 0
28146 | LAGUNA WOODS 1 | 28148 | LAGUNA WOODS 3 | 1 | Closed | Line | NO | -28.8 | -11.5 | 31 | 0 | 0 | 0 | 0.01
80028 | EL PASO 17 1 | 80029 | EL PASO 17 2 | 1 | Closed | Line | NO | 67.9 | 8.9 | 68.5 | 0 | 0 | 0.01 | 0.05
28146 | LAGUNA WOODS 1 | 28147 | LAGUNA WOODS 2 | 1 | Closed | Line | NO | 28.8 | 11.5 | 31 | 0 | 0 | 0 | 0.01
80026 | EL PASO 16 1 | 80027 | EL PASO 16 2 | 1 | Closed | Line | NO | 34.3 | 15.3 | 37.6 | 0 | 0 | 0 | 0.01
10569 | QUINCY 1 1 | 10570 | QUINCY 1 2 | 1 | Closed | Line | NO | 28.1 | 3.9 | 28.3 | 0 | 0 | 0 | 0.01
80022 | EL PASO 14 1 | 80023 | EL PASO 14 2 | 1 | Closed | Line | NO | 29.9 | 3.6 | 30.2 | 0 | 0 | 0 | 0.01
28143 | CHINO HILLS 2 1 | 28144 | CHINO HILLS 2 2 | 1 | Closed | Line | NO | -73.4 | -18.8 | 75.7 | 0 | 0 | 0.01 | 0.06
80018 | EL PASO 11 1 | 80019 | EL PASO 11 2 | 1 | Closed | Line | NO | 40.3 | 8 | 41.1 | 0 | 0 | 0 | 0.02
21141 | SAN FRANCISCO 25 1 | 21142 | SAN FRANCISCO 25 2 | 1 | Closed | Line | NO | 62.4 | 16.2 | 64.5 | 0 | 0 | 0.01 | 0.05
80014 | EL PASO 9 1 | 80016 | EL PASO 9 3 | 1 | Closed | Line | NO | -26.1 | -4.6 | 26.5 | 0 | 0 | 0 | 0.01
80014 | EL PASO 9 1 | 80015 | EL PASO 9 2 | 1 | Closed | Line | NO | 26.1 | 4.6 | 26.5 | 0 | 0 | 0 | 0.01
13122 | NORTH PLAINS 1 | 13123 | NORTH PLAINS 2 | 1 | Closed | Line | NO | -9.6 | -3.1 | 10.1 | 0 | 0 | 0 | 0
28135 | IRVINE 5 1 | 28137 | IRVINE 5 3 | 1 | Closed | Line | NO | -34.6 | -23.6 | 41.9 | 0 | 0 | 0 | 0.02
80008 | EL PASO 4 1 | 80009 | EL PASO 4 2 | 1 | Closed | Line | NO | 59.2 | 10 | 60 | 0 | 0 | 0.01 | 0.04
28135 | IRVINE 5 1 | 28136 | IRVINE 5 2 | 1 | Closed | Line | NO | 34.6 | 23.6 | 41.9 | 0 | 0 | 0 | 0.02
21138 | SAINT HELENA 1 | 21139 | SAINT HELENA 2 | 1 | Closed | Line | NO | -23.4 | -6.9 | 24.5 | 0 | 0 | 0 | 0.01
28130 | SANTA ANA 11 1 | 28131 | SANTA ANA 11 2 | 1 | Closed | Line | NO | -40.2 | -21.8 | 45.8 | 0 | 0 | 0 | 0.02
21136 | SOUTH SAN FRANCISCO 2 1 | 21137 | SOUTH SAN FRANCISCO 2 2 | 1 | Closed | Line | NO | 57.6 | 27 | 63.6 | 0 | 0 | 0.01 | 0.04
13119 | SALEM 8 1 | 13121 | SALEM 8 3 | 1 | Closed | Line | NO | -46.4 | -6 | 46.8 | 0 | 0 | 0 | 0.02
28127 | SANTA ANA 10 1 | 28129 | SANTA ANA 10 3 | 1 | Closed | Line | NO | -103.9 | -22.3 | 106.2 | 0 | 0 | 0.03 | 0.13
77294 | GREAT FALLS 11 1 | 77295 | GREAT FALLS 11 2 | 1 | Closed | Line | NO | 22.5 | -1.3 | 22.6 | 0 | 0 | 0 | 0.01
28127 | SANTA ANA 10 1 | 28128 | SANTA ANA 10 2 | 1 | Closed | Line | NO | 103.9 | 22.3 | 106.2 | 0 | 0 | 0.02 | 0.12
77291 | GREAT FALLS 10 1 | 77292 | GREAT FALLS 10 2 | 1 | Closed | Line | NO | 37.2 | -2.1 | 37.3 | 0 | 0 | 0 | 0.02
28125 | ORANGE 4 1 | 28126 | ORANGE 4 2 | 1 | Closed | Line | NO | 33.5 | 13 | 35.9 | 0 | 0 | 0 | 0.01
13119 | SALEM 8 1 | 13120 | SALEM 8 2 | 1 | Closed | Line | NO | 46.4 | 6 | 46.8 | 0 | 0 | 0 | 0.02
28120 | YORBA LINDA 1 3 | 28121 | YORBA LINDA 1 4 | 1 | Closed | TransformerWinding | YES | 0 | 0 | 0 | 50 | 0 | 0 | 0
77279 | FAIRFIELD 7 1 | 77281 | FAIRFIELD 7 3 | 1 | Closed | Line | NO | 78.2 | 17.9 | 80.3 | 0 | 0 | 0.02 | 0.06
10567 | GRANDVIEW 1 | 10568 | GRANDVIEW 2 | 1 | Closed | Line | NO | -36.6 | -16.4 | 40.1 | 0 | 0 | 0 | 0.02
77270 | WOLF CREEK 1 | 77271 | WOLF CREEK 2 | 1 | Closed | Line | NO | 32.8 | -1.9 | 32.9 | 0 | 0 | 0 | 0.01
28111 | ORANGE 3 1 | 28112 | ORANGE 3 2 | 1 | Closed | Line | NO | 40.1 | 5.1 | 40.4 | 0 | 0 | 0 | 0.02
77256 | COLSTRIP 2 3 | 77257 | COLSTRIP 2 4 | 1 | Closed | TransformerWinding | YES | 0 | 0 | 0 | 100 | 0 | 0 | 0
77254 | COLSTRIP 2 1 | 77262 | COLSTRIP 2 9 | 2 | Closed | Transformer | YES | 496.3 | -15.7 | 496.6 | 0 | 0 | 0.81 | 2.93
77254 | COLSTRIP 2 1 | 77262 | COLSTRIP 2 9 | 1 | Closed | Transformer | YES | 496.3 | -15.7 | 496.6 | 0 | 0 | 0.81 | 2.93
28108 | ORANGE 1 1 | 28109 | ORANGE 1 2 | 1 | Closed | Line | NO | 35.5 | 9.7 | 36.8 | 0 | 0 | 0 | 0.01
21130 | SAN FRANCISCO 23 1 | 21131 | SAN FRANCISCO 23 2 | 1 | Closed | Line | NO | 80.1 | 16.2 | 81.7 | 0 | 0 | 0.01 | 0.07
28104 | SANTA ANA 9 1 | 28105 | SANTA ANA 9 2 | 1 | Closed | Line | NO | 48.5 | 31.4 | 57.8 | 0 | 0 | 0.01 | 0.03
28100 | SANTA ANA 7 1 | 28102 | SANTA ANA 7 3 | 1 | Closed | Line | NO | 15 | 6.5 | 16.4 | 0 | 0 | 0 | 0
28100 | SANTA ANA 7 1 | 28101 | SANTA ANA 7 2 | 1 | Closed | Line | NO | 53.6 | 18.9 | 56.8 | 0 | 0 | 0.01 | 0.04
77239 | GLASGOW 2 1 | 77246 | GLASGOW 2 8 | 1 | Closed | Line | NO | 0 | 0 | 0 | 0 | 0 | 0 | 0
28097 | SANTA ANA 6 1 | 28099 | SANTA ANA 6 3 | 1 | Closed | Line | NO | 96.5 | 9.3 | 97 | 0 | 0 | 0.02 | 0.11
21127 | SAN BRUNO 2 1 | 21128 | SAN BRUNO 2 2 | 1 | Closed | Line | NO | 37 | 8.5 | 38 | 0 | 0 | 0 | 0.02
13114 | CORNELIUS 1 | 13115 | CORNELIUS 2 | 1 | Closed | Line | NO | -34 | -19.2 | 39 | 0 | 0 | 0 | 0.02
77228 | HELENA 4 1 | 77230 | HELENA 4 3 | 1 | Closed | Line | NO | -80.8 | -39.8 | 90.1 | 0 | 0 | 0.02 | 0.08
77221 | HUNGRY HORSE 1 | 77227 | HUNGRY HORSE 7 | 1 | Closed | Line | NO | 133.5 | -184.9 | 228 | 0 | 0 | 0.14 | 0.6
28093 | ANAHEIM 11 1 | 28096 | ANAHEIM 11 4 | 1 | Closed | TransformerWinding | YES | 0 | 0 | 0 | 95.2 | 0 | 0 | 0
21124 | SAN FRANCISCO 21 1 | 21125 | SAN FRANCISCO 21 2 | 1 | Closed | Line | NO | -28 | -10.2 | 29.8 | 0 | 0 | 0 | 0.01
77214 | HARDIN 2 1 | 77220 | HARDIN 2 7 | 1 | Closed | Line | NO | -39.7 | -58.5 | 70.7 | 0 | 0 | 0.01 | 0.05
28091 | ANAHEIM 10 1 | 28092 | ANAHEIM 10 2 | 1 | Closed | Line | NO | -33.5 | -3.8 | 33.7 | 0 | 0 | 0 | 0.01
13112 | EUGENE 10 1 | 13113 | EUGENE 10 2 | 1 | Closed | Line | NO | -27.9 | -5.3 | 28.4 | 0 | 0 | 0 | 0.01
77214 | HARDIN 2 1 | 77216 | HARDIN 2 3 | 1 | Closed | Transformer | YES | 0 | 0 | 0 | 375.9 | 0 | 0 | 0
28088 | SANTA ANA 5 1 | 28089 | SANTA ANA 5 2 | 1 | Closed | Line | NO | 32.8 | 5.5 | 33.3 | 0 | 0 | 0 | 0.01
28085 | BREA 2 1 | 28087 | BREA 2 3 | 1 | Closed | Line | NO | -32 | -1.7 | 32 | 0 | 0 | 0 | 0.01
10563 | MANSON 1 | 10565 | MANSON 3 | 1 | Closed | Line | NO | -17 | -2.7 | 17.2 | 0 | 0 | 0 | 0
28085 | BREA 2 1 | 28086 | BREA 2 2 | 1 | Closed | Line | NO | 32 | 1.7 | 32 | 0 | 0 | 0 | 0.01
77206 | TWO DOT 1 | 77208 | TWO DOT 3 | 2 | Closed | Line | NO | 2.5 | -42.5 | 42.6 | 0 | 0 | 0 | 0.02
77206 | TWO DOT 1 | 77208 | TWO DOT 3 | 1 | Closed | Line | NO | 2.5 | -42.5 | 42.6 | 0 | 0 | 0 | 0.02
28081 | FULLERTON 5 1 | 28083 | FULLERTON 5 3 | 1 | Closed | Line | NO | -30.8 | -12.6 | 33.3 | 0 | 0 | 0 | 0.01
28081 | FULLERTON 5 1 | 28082 | FULLERTON 5 2 | 1 | Closed | Line | NO | 30.8 | 12.6 | 33.3 | 0 | 0 | 0 | 0.01
77200 | GREAT FALLS 6 1 | 77201 | GREAT FALLS 6 2 | 1 | Closed | Line | NO | 9.7 | -0.8 | 9.7 | 0 | 0 | 0 | 0
10563 | MANSON 1 | 10564 | MANSON 2 | 1 | Closed | Line | NO | 17 | 2.7 | 17.2 | 0 | 0 | 0 | 0
28079 | SANTA ANA 4 1 | 28080 | SANTA ANA 4 2 | 1 | Closed | Line | NO | 52.9 | 22.2 | 57.3 | 0 | 0 | 0.01 | 0.03
28076 | SANTA ANA 3 3 | 28077 | SANTA ANA 3 4 | 1 | Closed | TransformerWinding | YES | 0 | 0 | 0 | 100 | 0 | 0 | 0
77185 | LIBBY 2 1 | 77192 | LIBBY 2 8 | 1 | Closed | Line | NO | 285.2 | -2.3 | 285.2 | 0 | 0 | 0.16 | 0.84
21116 | SAN FRANCISCO 18 1 | 21118 | SAN FRANCISCO 18 3 | 1 | Closed | Line | NO | -54.1 | -12.6 | 55.5 | 0 | 0 | 0.01 | 0.03
28074 | SANTA ANA 3 1 | 28078 | SANTA ANA 3 5 | 1 | Closed | Line | NO | 132.6 | 26.1 | 135.1 | 0 | 0 | 0.04 | 0.19
21116 | SAN FRANCISCO 18 1 | 21117 | SAN FRANCISCO 18 2 | 1 | Closed | Line | NO | 54.1 | 12.6 | 55.5 | 0 | 0 | 0.01 | 0.03
77182 | TROUT CREEK 1 | 77183 | TROUT CREEK 2 | 1 | Closed | Line | NO | -6 | -1.6 | 6.2 | 0 | 0 | 0 | 0
28071 | ANAHEIM 8 1 | 28072 | ANAHEIM 8 2 | 1 | Closed | Line | NO | 63.4 | 10.5 | 64.2 | 0 | 0 | 0.01 | 0.04
77180 | LIBBY 1 1 | 77181 | LIBBY 1 2 | 1 | Closed | Line | NO | 19.7 | 2.8 | 19.9 | 0 | 0 | 0 | 0
10270 | SEATTLE 17 1 | 10271 | SEATTLE 17 2 | 1 | Closed | Line | NO | 53.5 | 7.2 | 54 | 0 | 0 | 0.01 | 0.03
77175 | SUPERIOR 2 1 | 77178 | SUPERIOR 2 4 | 1 | Closed | Line | NO | 0 | 0 | 0 | 0 | 0 | 0 | 0
77175 | SUPERIOR 2 1 | 77176 | SUPERIOR 2 2 | 1 | Closed | Line | NO | 4.6 | 1 | 4.7 | 0 | 0 | 0 | 0
28068 | SANTA ANA 1 1 | 28069 | SANTA ANA 1 2 | 1 | Closed | Line | NO | 58.9 | 7 | 59.3 | 0 | 0 | 0.01 | 0.04
77172 | EUREKA 5 1 | 77174 | EUREKA 5 3 | 1 | Closed | Line | NO | -12.4 | -3 | 12.8 | 0 | 0 | 0 | 0
77172 | EUREKA 5 1 | 77173 | EUREKA 5 2 | 1 | Closed | Line | NO | 12.4 | 3 | 12.8 | 0 | 0 | 0 | 0
77170 | PLAINS 1 | 77171 | PLAINS 2 | 1 | Closed | Line | NO | 11 | 1.1 | 11.1 | 0 | 0 | 0 | 0
77165 | KALISPELL 2 1 | 77166 | KALISPELL 2 2 | 1 | Closed | Line | NO | 49.7 | 25.3 | 55.8 | 0 | 0 | 0.01 | 0.03
77161 | VICTOR 2 1 | 77163 | VICTOR 2 3 | 1 | Closed | Line | NO | -7.1 | -2.5 | 7.5 | 0 | 0 | 0 | 0
77161 | VICTOR 2 1 | 77162 | VICTOR 2 2 | 1 | Closed | Line | NO | 7.1 | 2.5 | 7.5 | 0 | 0 | 0 | 0
13107 | GOLD HILL 1 | 13108 | GOLD HILL 2 | 1 | Closed | Line | NO | 11 | 4.4 | 11.9 | 0 | 0 | 0 | 0
10560 | MALAGA 1 | 10562 | MALAGA 3 | 1 | Closed | Line | NO | -8.9 | -1.1 | 8.9 | 0 | 0 | 0 | 0
28063 | COSTA MESA 2 1 | 28064 | COSTA MESA 2 2 | 1 | Closed | Line | NO | 83.2 | 16.9 | 84.9 | 0 | 0 | 0.02 | 0.07
77155 | HAMILTON 1 | 77156 | HAMILTON 2 | 1 | Closed | Line | NO | 27.9 | 10.4 | 29.8 | 0 | 0 | 0 | 0.01
28061 | COSTA MESA 1 3 | 28062 | COSTA MESA 1 4 | 1 | Closed | TransformerWinding | YES | 0 | 0 | 0 | 50 | 0 | 0 | 0
77152 | POLSON 1 1 | 77153 | POLSON 1 2 | 1 | Closed | Line | NO | 19.8 | 8.2 | 21.4 | 0 | 0 | 0 | 0
77150 | COLUMBIA FALLS 1 | 77151 | COLUMBIA FALLS 2 | 1 | Closed | Line | NO | 27 | 15.7 | 31.2 | 0 | 0 | 0 | 0.01
21109 | SAN FRANCISCO 14 1 | 21112 | SAN FRANCISCO 14 4 | 1 | Closed | Line | NO | 0 | 0 | 0 | 0 | 0 | 0 | 0
77148 | RONAN 1 | 77149 | RONAN 2 | 1 | Closed | Line | NO | 20.2 | 4.4 | 20.7 | 0 | 0 | 0 | 0
21109 | SAN FRANCISCO 14 1 | 21111 | SAN FRANCISCO 14 3 | 1 | Closed | Line | NO | -47.7 | -22.1 | 52.5 | 0 | 0 | 0.01 | 0.03
10560 | MALAGA 1 | 10561 | MALAGA 2 | 1 | Closed | Line | NO | 8.9 | 1.1 | 8.9 | 0 | 0 | 0 | 0
28057 | ANAHEIM 7 3 | 28058 | ANAHEIM 7 4 | 1 | Closed | TransformerWinding | YES | 0 | 0 | 0 | 48.3 | 0 | 0 | 0
28056 | ANAHEIM 7 2 | 28058 | ANAHEIM 7 4 | 1 | Closed | TransformerWinding | YES | 0 | 0 | 0 | 48.3 | 0 | 0 | 0
21109 | SAN FRANCISCO 14 1 | 21110 | SAN FRANCISCO 14 2 | 1 | Closed | Line | NO | 47.7 | 22.1 | 52.5 | 0 | 0 | 0.01 | 0.03
77137 | SAINT IGNATIUS 1 | 77139 | SAINT IGNATIUS 3 | 1 | Closed | Line | NO | -6.4 | -8.4 | 10.6 | 0 | 0 | 0 | 0
77137 | SAINT IGNATIUS 1 | 77138 | SAINT IGNATIUS 2 | 1 | Closed | Line | NO | 6.4 | 1 | 6.5 | 0 | 0 | 0 | 0
77135 | CORVALLIS 4 1 | 77136 | CORVALLIS 4 2 | 1 | Closed | Line | NO | 11.5 | 4 | 12.2 | 0 | 0 | 0 | 0
77129 | MISSOULA 1 1 | 77132 | MISSOULA 1 4 | 1 | Closed | Line | NO | 0 | 0 | 0 | 0 | 0 | 0 | 0
77129 | MISSOULA 1 1 | 77131 | MISSOULA 1 3 | 1 | Closed | Line | NO | -39.9 | -1.8 | 40 | 0 | 0 | 0 | 0.01
77129 | MISSOULA 1 1 | 77130 | MISSOULA 1 2 | 1 | Closed | Line | NO | 39.9 | 1.8 | 40 | 0 | 0 | 0 | 0.02
28050 | GARDEN GROVE 6 1 | 28051 | GARDEN GROVE 6 2 | 1 | Closed | Line | NO | 40.7 | 8.5 | 41.6 | 0 | 0 | 0 | 0.02
77127 | BIGFORK 1 | 77128 | BIGFORK 2 | 1 | Closed | Line | NO | -17 | -5.6 | 17.9 | 0 | 0 | 0 | 0
77123 | PHILIPSBURG 1 | 77124 | PHILIPSBURG 2 | 1 | Closed | Line | NO | 3.1 | 1.7 | 3.5 | 0 | 0 | 0 | 0
28046 | GARDEN GROVE 5 1 | 28049 | GARDEN GROVE 5 4 | 1 | Closed | Line | NO | -269.9 | -230.7 | 355.1 | 0 | 0 | 0.25 | 1.44
28046 | GARDEN GROVE 5 1 | 28048 | GARDEN GROVE 5 3 | 1 | Closed | Line | NO | 80 | 34.3 | 87.1 | 0 | 0 | 0.02 | 0.08
77116 | CUT BANK 1 | 77117 | CUT BANK 2 | 1 | Closed | Line | NO | 9.5 | 3.5 | 10.2 | 0 | 0 | 0 | 0
13102 | EUGENE 8 1 | 13103 | EUGENE 8 2 | 1 | Closed | Line | NO | -48.6 | -8.1 | 49.3 | 0 | 0 | 0.01 | 0.03
77110 | HELENA 3 1 | 77111 | HELENA 3 2 | 1 | Closed | Line | NO | 29.3 | 6.9 | 30.1 | 0 | 0 | 0 | 0.01
28043 | NEWPORT BEACH 1 1 | 28044 | NEWPORT BEACH 1 2 | 1 | Closed | Line | NO | 39 | 6.2 | 39.5 | 0 | 0 | 0 | 0.02
21100 | SAN FRANCISCO 12 1 | 21104 | SAN FRANCISCO 12 5 | 1 | Closed | Line | NO | 64.1 | 37.3 | 74.1 | 0 | 0 | 0.02 | 0.06
77106 | WHITEHALL 1 | 77108 | WHITEHALL 3 | 1 | Closed | Line | NO | -9 | -3.2 | 9.5 | 0 | 0 | 0 | 0
77106 | WHITEHALL 1 | 77107 | WHITEHALL 2 | 1 | Closed | Line | NO | 9 | 3.2 | 9.5 | 0 | 0 | 0 | 0
28040 | FOUNTAIN VALLEY 1 1 | 28041 | FOUNTAIN VALLEY 1 2 | 1 | Closed | Line | NO | 50.4 | 3.4 | 50.5 | 0 | 0 | 0.01 | 0.03
77104 | SHERIDAN 3 1 | 77105 | SHERIDAN 3 2 | 1 | Closed | Line | NO | 5.8 | 1 | 5.9 | 0 | 0 | 0 | 0
77102 | CLANCY 1 | 77103 | CLANCY 2 | 1 | Closed | Line | NO | 14.8 | 2 | 14.9 | 0 | 0 | 0 | 0
77095 | CASCADE 2 1 | 77097 | CASCADE 2 3 | 1 | Closed | Line | NO | 6 | 3.5 | 7 | 0 | 0 | 0 | 0
77095 | CASCADE 2 1 | 77096 | CASCADE 2 2 | 1 | Closed | Line | NO | -6 | -3.5 | 7 | 0 | 0 | 0 | 0
77093 | SHELBY 1 | 77094 | SHELBY 2 | 1 | Closed | Line | NO | 8.5 | 0.7 | 8.6 | 0 | 0 | 0 | 0
77087 | ENNIS 1 | 77092 | ENNIS 6 | 1 | Closed | Line | NO | 0 | 0 | 0 | 0 | 0 | 0 | 0
77087 | ENNIS 1 | 77091 | ENNIS 5 | 1 | Closed | Line | NO | -9.6 | -2.5 | 9.9 | 0 | 0 | 0 | 0
28035 | ANAHEIM 4 1 | 28037 | ANAHEIM 4 3 | 1 | Closed | Line | NO | 55.9 | 7.8 | 56.4 | 0 | 0 | 0.01 | 0.03
77084 | VAUGHN 1 | 77086 | VAUGHN 3 | 1 | Closed | Line | NO | -4.7 | -1.5 | 4.9 | 0 | 0 | 0 | 0
77084 | VAUGHN 1 | 77085 | VAUGHN 2 | 1 | Closed | Line | NO | 4.7 | 1.5 | 4.9 | 0 | 0 | 0 | 0
10555 | TWISP 1 | 10556 | TWISP 2 | 1 | Closed | Line | NO | -7.3 | -1.7 | 7.5 | 0 | 0 | 0 | 0
77080 | TOWNSEND 1 | 77081 | TOWNSEND 2 | 1 | Closed | Line | NO | -8.7 | -2.9 | 9.2 | 0 | 0 | 0 | 0
77078 | MANHATTAN 1 | 77079 | MANHATTAN 2 | 1 | Closed | Line | NO | 10.1 | 4.9 | 11.2 | 0 | 0 | 0 | 0
28033 | FULLERTON 2 1 | 28034 | FULLERTON 2 2 | 1 | Closed | Line | NO | 46.6 | 1.8 | 46.6 | 0 | 0 | 0 | 0.02
77072 | GREAT FALLS 4 1 | 77076 | GREAT FALLS 4 5 | 1 | Closed | Line | NO | -0.4 | -0.1 | 0.4 | 0 | 0 | 0 | 0
28030 | HUNTINGTON BEACH 6 1 | 28031 | HUNTINGTON BEACH 6 2 | 1 | Closed | Line | NO | 49.7 | 14.3 | 51.7 | 0 | 0 | 0.01 | 0.03
77070 | GREAT FALLS 3 1 | 77071 | GREAT FALLS 3 2 | 1 | Closed | Line | NO | 31.4 | 16 | 35.3 | 0 | 0 | 0 | 0.01
28027 | GARDEN GROVE 3 1 | 28028 | GARDEN GROVE 3 2 | 1 | Closed | Line | NO | -43.8 | -7.3 | 44.4 | 0 | 0 | 0 | 0.02
77067 | GREAT FALLS 1 1 | 77068 | GREAT FALLS 1 2 | 1 | Closed | Line | NO | 27.5 | 7.9 | 28.7 | 0 | 0 | 0 | 0.01
77065 | WEST YELLOWSTONE 1 | 77066 | WEST YELLOWSTONE 2 | 1 | Closed | Line | NO | 4.6 | 1 | 4.7 | 0 | 0 | 0 | 0
28025 | ANAHEIM 3 1 | 28026 | ANAHEIM 3 2 | 1 | Closed | Line | NO | 51.6 | 7.8 | 52.1 | 0 | 0 | 0.01 | 0.03
21089 | PACIFICA 1 1 | 21092 | PACIFICA 1 4 | 1 | Closed | Line | NO | 0 | 0 | 0 | 0 | 0 | 0 | 0
21089 | PACIFICA 1 1 | 21091 | PACIFICA 1 3 | 1 | Closed | Line | NO | -33.6 | -16 | 37.2 | 0 | 0 | 0 | 0.02
77060 | BOZEMAN 4 1 | 77062 | BOZEMAN 4 3 | 1 | Closed | Line | NO | 27.4 | 4.3 | 27.7 | 0 | 0 | 0 | 0.01
77060 | BOZEMAN 4 1 | 77061 | BOZEMAN 4 2 | 1 | Closed | Line | NO | -27.4 | -9.7 | 29 | 0 | 0 | 0 | 0.01
77058 | BOZEMAN 3 1 | 77059 | BOZEMAN 3 2 | 1 | Closed | Line | NO | 27.4 | 5.6 | 27.9 | 0 | 0 | 0 | 0.01
21089 | PACIFICA 1 1 | 21090 | PACIFICA 1 2 | 1 | Closed | Line | NO | 33.6 | 16 | 37.2 | 0 | 0 | 0 | 0.01
28018 | GARDEN GROVE 1 1 | 28020 | GARDEN GROVE 1 3 | 1 | Closed | Line | NO | 0 | 0 | 0 | 0 | 0 | 0 | 0
77054 | BOZEMAN 2 1 | 77055 | BOZEMAN 2 2 | 1 | Closed | Line | NO | -31.6 | -20.9 | 37.8 | 0 | 0 | 0 | 0.01
28018 | GARDEN GROVE 1 1 | 28019 | GARDEN GROVE 1 2 | 1 | Closed | Line | NO | -29.6 | -7.2 | 30.4 | 0 | 0 | 0 | 0.01
77051 | BOZEMAN 1 1 | 77053 | BOZEMAN 1 3 | 1 | Closed | Line | NO | 34.2 | 3.1 | 34.4 | 0 | 0 | 0 | 0.01
28016 | BUENA PARK 3 1 | 28017 | BUENA PARK 3 2 | 1 | Closed | Line | NO | 63.3 | 10.1 | 64.1 | 0 | 0 | 0.01 | 0.04
10268 | SEATTLE 16 1 | 10269 | SEATTLE 16 2 | 1 | Closed | Line | NO | 53.5 | 13.8 | 55.2 | 0 | 0 | 0.01 | 0.03
77046 | GARDINER 1 | 77047 | GARDINER 2 | 1 | Closed | Line | NO | 2.7 | 0.6 | 2.8 | 0 | 0 | 0 | 0
28014 | WESTMINSTER 3 1 | 28015 | WESTMINSTER 3 2 | 1 | Closed | Line | NO | 53.9 | 5.7 | 54.2 | 0 | 0 | 0.01 | 0.03
77044 | BIG TIMBER 1 | 77045 | BIG TIMBER 2 | 1 | Closed | Line | NO | 6.9 | 1.4 | 7.1 | 0 | 0 | 0 | 0
13093 | EUGENE 5 1 | 13094 | EUGENE 5 2 | 1 | Closed | Line | NO | 38.7 | 7.1 | 39.3 | 0 | 0 | 0 | 0.02
77040 | HAVRE 1 | 77041 | HAVRE 2 | 1 | Closed | Line | NO | 26.8 | 7 | 27.7 | 0 | 0 | 0 | 0.01
77036 | RED LODGE 1 | 77038 | RED LODGE 3 | 1 | Closed | Line | NO | -8.1 | -3.2 | 8.7 | 0 | 0 | 0 | 0
28011 | WESTMINSTER 2 1 | 28013 | WESTMINSTER 2 3 | 1 | Closed | Line | NO | 80.8 | 5.3 | 81 | 0 | 0 | 0.02 | 0.06
77036 | RED LODGE 1 | 77037 | RED LODGE 2 | 1 | Closed | Line | NO | 8.1 | 3.2 | 8.7 | 0 | 0 | 0 | 0
21083 | SAN FRANCISCO 7 1 | 21085 | SAN FRANCISCO 7 3 | 1 | Closed | Line | NO | -25.3 | -13.4 | 28.6 | 0 | 0 | 0 | 0.01
77034 | LEWISTOWN 1 | 77035 | LEWISTOWN 2 | 1 | Closed | Line | NO | -22.3 | -6.8 | 23.3 | 0 | 0 | 0 | 0.01
21083 | SAN FRANCISCO 7 1 | 21084 | SAN FRANCISCO 7 2 | 1 | Closed | Line | NO | 25.3 | 13.4 | 28.6 | 0 | 0 | 0 | 0.01
77026 | LAUREL 1 | 77027 | LAUREL 2 | 1 | Closed | Line | NO | 23.3 | 7.8 | 24.6 | 0 | 0 | 0 | 0.01
28006 | HUNTINGTON BEACH 3 1 | 28007 | HUNTINGTON BEACH 3 2 | 1 | Closed | Line | NO | 51.5 | 3.9 | 51.7 | 0 | 0 | 0.01 | 0.03
13090 | ROGUE RIVER 1 | 13091 | ROGUE RIVER 2 | 1 | Closed | Line | NO | 16.6 | 3.6 | 17 | 0 | 0 | 0 | 0
10551 | WINTHROP 1 | 10553 | WINTHROP 3 | 1 | Closed | Line | NO | -5.7 | -0.8 | 5.7 | 0 | 0 | 0 | 0
10016 | RAYMOND 1 | 10017 | RAYMOND 2 | 1 | Closed | Line | NO | 25.9 | 7.2 | 26.9 | 0 | 0 | 0 | 0.01
21079 | SAN FRANCISCO 5 1 | 21080 | SAN FRANCISCO 5 2 | 1 | Closed | Line | NO | 50.4 | 8 | 51.1 | 0 | 0 | 0.01 | 0.03
77018 | BILLINGS 3 1 | 77019 | BILLINGS 3 2 | 1 | Closed | Line | NO | 30 | 13.2 | 32.7 | 0 | 0 | 0 | 0.01
77015 | BILLINGS 2 1 | 77017 | BILLINGS 2 3 | 1 | Closed | Line | NO | -39.6 | -20.9 | 44.7 | 0 | 0 | 0.01 | 0.02
28001 | HUNTINGTON BEACH 1 1 | 28002 | HUNTINGTON BEACH 1 2 | 1 | Closed | Line | NO | 70.2 | 13.4 | 71.5 | 0 | 0 | 0.01 | 0.06
77015 | BILLINGS 2 1 | 77016 | BILLINGS 2 2 | 1 | Closed | Line | NO | 39.6 | 20.9 | 44.7 | 0 | 0 | 0 | 0.02
10551 | WINTHROP 1 | 10552 | WINTHROP 2 | 1 | Closed | Line | NO | 5.7 | 0.8 | 5.7 | 0 | 0 | 0 | 0
26233 | MOJAVE 16 1 | 26235 | MOJAVE 16 3 | 1 | Closed | Line | NO | 110.8 | -24.1 | 113.4 | 0 | 0 | 0.04 | 0.12
77011 | SHEPHERD 1 | 77012 | SHEPHERD 2 | 1 | Closed | Line | NO | 7 | 2.3 | 7.3 | 0 | 0 | 0 | 0
21077 | SAN FRANCISCO 4 1 | 21078 | SAN FRANCISCO 4 2 | 1 | Closed | Line | NO | -39.3 | -3.8 | 39.5 | 0 | 0 | 0 | 0.02
26231 | MC KITTRICK 3 3 | 26232 | MC KITTRICK 3 4 | 1 | Closed | TransformerWinding | YES | 0 | 0 | 0 | 25 | 0 | 0 | 0
77005 | CROW AGENCY 1 | 77006 | CROW AGENCY 2 | 1 | Closed | Line | NO | 6.7 | 2.2 | 7.1 | 0 | 0 | 0 | 0
21075 | SAN FRANCISCO 3 1 | 21076 | SAN FRANCISCO 3 2 | 1 | Closed | Line | NO | 39.3 | 21.3 | 44.7 | 0 | 0 | 0.01 | 0.02
77002 | SHERIDAN 2 1 | 77003 | SHERIDAN 2 2 | 1 | Closed | Line | NO | -49.2 | -6.9 | 49.7 | 0 | 0 | 0.01 | 0.03
26220 | SANTA CLARITA 5 1 | 26228 | SANTA CLARITA 5 9 | 1 | Closed | Line | NO | -74.5 | -0.2 | 74.5 | 0 | 0 | 0.01 | 0.06
74335 | BURLEY 2 1 | 74336 | BURLEY 2 2 | 1 | Closed | Line | NO | 19.7 | -3.7 | 20.1 | 0 | 0 | 0 | 0
74326 | NEW PLYMOUTH 1 | 74330 | NEW PLYMOUTH 5 | 1 | Closed | Line | NO | 144.5 | 27.9 | 147.2 | 0 | 0 | 0.05 | 0.21
74323 | MURTAUGH 1 | 74325 | MURTAUGH 3 | 2 | Closed | Line | NO | -0.3 | -215.7 | 215.7 | 0 | 0 | 0.1 | 0.53
74323 | MURTAUGH 1 | 74325 | MURTAUGH 3 | 1 | Closed | Line | NO | -0.4 | -215.7 | 215.7 | 0 | 0 | 0.1 | 0.53
74318 | GRACE 2 2 | 74320 | GRACE 2 4 | 1 | Closed | Line | NO | 35.1 | 20 | 40.4 | 0 | 0 | 0 | 0.02
26209 | MOJAVE 15 1 | 26211 | MOJAVE 15 3 | 1 | Closed | Line | NO | 83 | -19.3 | 85.2 | 0 | 0 | 0.02 | 0.07
74304 | MALTA 1 1 | 74306 | MALTA 1 3 | 1 | Closed | Line | NO | 26.4 | -6.6 | 27.2 | 0 | 0 | 0 | 0.01
74297 | MOUNTAIN HOME 4 1 | 74299 | MOUNTAIN HOME 4 3 | 1 | Closed | Line | NO | 16.3 | -1.4 | 16.3 | 0 | 0 | 0 | 0
26194 | CASTAIC 3 1 | 26204 | CASTAIC 3 11 | 1 | Closed | Line | NO | -189.6 | -82.3 | 206.7 | 0 | 0 | 0.09 | 0.47
26194 | CASTAIC 3 1 | 26203 | CASTAIC 3 10 | 1 | Closed | Transformer | YES | 0 | 0 | 0 | 1073.6 | 0 | 0 | 0
74287 | HAGERMAN 5 1 | 74294 | HAGERMAN 5 8 | 1 | Closed | Line | NO | 0 | 0 | 0 | 0 | 0 | 0 | 0
21067 | NOVATO 3 1 | 21068 | NOVATO 3 2 | 1 | Closed | Line | NO | 32.4 | 3.4 | 32.6 | 0 | 0 | 0 | 0.01
13084 | FOREST GROVE 1 | 13085 | FOREST GROVE 2 | 1 | Closed | Line | NO | 57.9 | 13.7 | 59.5 | 0 | 0 | 0.01 | 0.04
74287 | HAGERMAN 5 1 | 74293 | HAGERMAN 5 7 | 1 | Closed | Line | NO | 19.7 | -3.9 | 20.1 | 0 | 0 | 0 | 0
74287 | HAGERMAN 5 1 | 74291 | HAGERMAN 5 5 | 1 | Closed | Transformer | YES | 0 | 0 | 0 | 17.6 | 0 | 0 | 0
74284 | PRESTON 2 1 | 74286 | PRESTON 2 3 | 1 | Closed | Line | NO | 8.9 | 7.3 | 11.5 | 0 | 0 | 0 | 0
74284 | PRESTON 2 1 | 74285 | PRESTON 2 2 | 1 | Closed | Line | NO | 3.7 | 0.3 | 3.7 | 0 | 0 | 0 | 0
10548 | WENATCHEE 1 1 | 10549 | WENATCHEE 1 2 | 1 | Closed | Line | NO | 49.2 | 12.6 | 50.8 | 0 | 0 | 0.01 | 0.03
21065 | NOVATO 2 1 | 21066 | NOVATO 2 2 | 1 | Closed | Line | NO | 30.9 | 14.7 | 34.2 | 0 | 0 | 0 | 0.01
74272 | AHSAHKA 1 | 74277 | AHSAHKA 6 | 1 | Closed | Transformer | YES | 0 | 0 | 0 | 462.8 | 0 | 0 | 0
26188 | WILMINGTON 5 3 | 26189 | WILMINGTON 5 4 | 1 | Closed | TransformerWinding | YES | 0 | 0 | 0 | 49.5 | 0 | 0 | 0
74268 | IDAHO FALLS 8 1 | 74269 | IDAHO FALLS 8 2 | 1 | Closed | Line | NO | 13 | -0.8 | 13.1 | 0 | 0 | 0 | 0
26187 | WILMINGTON 5 2 | 26189 | WILMINGTON 5 4 | 1 | Closed | TransformerWinding | YES | 0 | 0 | 0 | 49.5 | 0 | 0 | 0
74264 | PONDERAY 1 | 74267 | PONDERAY 4 | 1 | Closed | Line | NO | 20.2 | -1.9 | 20.3 | 0 | 0 | 0 | 0
26186 | WILMINGTON 5 1 | 26193 | WILMINGTON 5 8 | 1 | Closed | Line | NO | 0 | 0 | 0 | 0 | 0 | 0 | 0
26186 | WILMINGTON 5 1 | 26192 | WILMINGTON 5 7 | 1 | Closed | Line | NO | 106.7 | -21.3 | 108.8 | 0 | 0 | 0.03 | 0.11
21063 | SAUSALITO 1 | 21064 | SAUSALITO 2 | 1 | Closed | Line | NO | -19.5 | -13.5 | 23.7 | 0 | 0 | 0 | 0.01
26186 | WILMINGTON 5 1 | 26189 | WILMINGTON 5 4 | 1 | Closed | TransformerWinding | YES | 0 | 0 | 0 | 99.1 | 0 | 0 | 0
74244 | RUPERT 2 1 | 74249 | RUPERT 2 6 | 1 | Closed | Line | NO | 8.8 | -0.8 | 8.9 | 0 | 0 | 0 | 0
26171 | LONG BEACH 28 1 | 26184 | LONG BEACH 28 14 | 1 | Closed | Line | NO | 135.4 | -272.9 | 304.7 | 0 | 0 | 0.24 | 1.04
13078 | MYRTLE CREEK 1 | 13079 | MYRTLE CREEK 2 | 1 | Closed | Line | NO | -32.6 | -12.5 | 34.9 | 0 | 0 | 0 | 0.01
74240 | RATHDRUM 3 1 | 74243 | RATHDRUM 3 4 | 1 | Closed | Line | NO | 0 | 0 | 0 | 0 | 0 | 0 | 0
74240 | RATHDRUM 3 1 | 74242 | RATHDRUM 3 3 | 1 | Closed | Line | NO | 0 | 0 | 0 | 0 | 0 | 0 | 0
74240 | RATHDRUM 3 1 | 74241 | RATHDRUM 3 2 | 1 | Closed | Line | NO | 165.7 | 14.5 | 166.4 | 0 | 0 | 0.07 | 0.29
21058 | PETALUMA 4 1 | 21060 | PETALUMA 4 3 | 1 | Closed | Line | NO | -33.6 | -13.1 | 36.1 | 0 | 0 | 0 | 0.01
21058 | PETALUMA 4 1 | 21059 | PETALUMA 4 2 | 1 | Closed | Line | NO | 33.6 | 13.1 | 36.1 | 0 | 0 | 0 | 0.01
21056 | PETALUMA 3 1 | 21057 | PETALUMA 3 2 | 1 | Closed | Line | NO | 33.6 | 15.3 | 37 | 0 | 0 | 0 | 0.01
10546 | CHELAN 1 | 10547 | CHELAN 2 | 1 | Closed | Line | NO | 15.3 | 8 | 17.3 | 0 | 0 | 0 | 0
10264 | SEATTLE 15 1 | 10266 | SEATTLE 15 3 | 1 | Closed | Line | NO | 49.7 | 2.4 | 49.8 | 0 | 0 | 0.01 | 0.03
74226 | HAGERMAN 2 1 | 74227 | HAGERMAN 2 2 | 1 | Closed | Line | NO | 23.4 | -5.1 | 23.9 | 0 | 0 | 0 | 0.01
26169 | FELLOWS 2 3 | 26170 | FELLOWS 2 4 | 1 | Closed | TransformerWinding | YES | 0 | 0 | 0 | 25 | 0 | 0 | 0
21052 | MILL VALLEY 2 1 | 21054 | MILL VALLEY 2 3 | 1 | Closed | Line | NO | -27.4 | -4.7 | 27.8 | 0 | 0 | 0 | 0.01
74213 | LEWISTON 4 1 | 74217 | LEWISTON 4 5 | 1 | Closed | Line | NO | -87.8 | -1.7 | 87.8 | 0 | 0 | 0.02 | 0.08
21052 | MILL VALLEY 2 1 | 21053 | MILL VALLEY 2 2 | 1 | Closed | Line | NO | 27.4 | 4.7 | 27.8 | 0 | 0 | 0 | 0.01
74203 | MOUNTAIN HOME 2 1 | 74206 | MOUNTAIN HOME 2 4 | 1 | Closed | Line | NO | 182 | -32.5 | 184.9 | 0 | 0 | 0.08 | 0.35
10543 | YAKIMA 7 1 | 10545 | YAKIMA 7 3 | 1 | Closed | Line | NO | 0 | 0 | 0 | 0 | 0 | 0 | 0
10264 | SEATTLE 15 1 | 10265 | SEATTLE 15 2 | 1 | Closed | Line | NO | -49.7 | -2.4 | 49.8 | 0 | 0 | 0.01 | 0.03
26155 | TUPMAN 2 4 | 26156 | TUPMAN 2 5 | 1 | Closed | TransformerWinding | YES | 0 | 0 | 0 | 150 | 0 | 0 | 0
74192 | IRWIN 1 | 74198 | IRWIN 7 | 1 | Closed | Line | NO | 19.9 | 38.7 | 43.5 | 0 | 0 | 0 | 0.02
74183 | SAINT ANTHONY 1 | 74185 | SAINT ANTHONY 3 | 1 | Closed | Line | NO | -23.7 | -14 | 27.5 | 0 | 0 | 0 | 0.01
26152 | TUPMAN 2 1 | 26159 | TUPMAN 2 8 | 1 | Closed | Transformer | YES | 0 | 0 | 0 | 1467 | 0 | 0 | 0
10543 | YAKIMA 7 1 | 10544 | YAKIMA 7 2 | 1 | Closed | Line | NO | -36.2 | -6.4 | 36.8 | 0 | 0 | 0 | 0.01
74183 | SAINT ANTHONY 1 | 74184 | SAINT ANTHONY 2 | 1 | Closed | Line | NO | 23.7 | 14 | 27.5 | 0 | 0 | 0 | 0.01
21047 | SANTA ROSA 10 1 | 21048 | SANTA ROSA 10 2 | 1 | Closed | Line | NO | 27.3 | 11.2 | 29.5 | 0 | 0 | 0 | 0.01
74179 | REXBURG 1 1 | 74180 | REXBURG 1 2 | 1 | Closed | Line | NO | 41.7 | 15.2 | 44.4 | 0 | 0 | 0 | 0.02
26150 | LANCASTER 9 1 | 26151 | LANCASTER 9 2 | 1 | Closed | Line | NO | 66 | 0 | 66 | 0 | 0 | 0.01 | 0.05
21045 | CALISTOGA 1 | 21046 | CALISTOGA 2 | 1 | Closed | Line | NO | 12.7 | 2.8 | 13 | 0 | 0 | 0 | 0
26142 | SANTA MARGARITA 2 1 | 26149 | SANTA MARGARITA 2 8 | 1 | Closed | Transformer | YES | 0 | 0 | 0 | 1248.8 | 0 | 0 | 0
74174 | RIGBY 1 | 74175 | RIGBY 2 | 1 | Closed | Line | NO | 42.4 | 9.7 | 43.4 | 0 | 0 | 0 | 0.02
26142 | SANTA MARGARITA 2 1 | 26145 | SANTA MARGARITA 2 4 | 1 | Closed | Transformer | YES | 0 | 0 | 0 | 1253.1 | 0 | 0 | 0
26139 | TORRANCE 8 3 | 26140 | TORRANCE 8 4 | 1 | Closed | TransformerWinding | YES | 0 | 0 | 0 | 93.9 | 0 | 0 | 0
26138 | TORRANCE 8 2 | 26140 | TORRANCE 8 4 | 1 | Closed | TransformerWinding | YES | 0 | 0 | 0 | 93.9 | 0 | 0 | 0
21041 | SANTA ROSA 9 1 | 21042 | SANTA ROSA 9 2 | 1 | Closed | Line | NO | 38.5 | 17.4 | 42.3 | 0 | 0 | 0 | 0.02
26137 | TORRANCE 8 1 | 26140 | TORRANCE 8 4 | 1 | Closed | TransformerWinding | YES | 0 | 0 | 0 | 187.8 | 0 | 0 | 0
21037 | SANTA ROSA 7 3 | 21038 | SANTA ROSA 7 4 | 1 | Closed | TransformerWinding | YES | 0 | 0 | 0 | 50 | 0 | 0 | 0
26131 | AVILA BEACH 2 | 26136 | AVILA BEACH 7 | 1 | Closed | Line | NO | 590.1 | -141.8 | 606.9 | 0 | 0 | 0.82 | 3.65
74158 | ABERDEEN 3 1 | 74159 | ABERDEEN 3 2 | 1 | Closed | Line | NO | 7.6 | 3.7 | 8.4 | 0 | 0 | 0 | 0
26130 | AVILA BEACH 1 | 26135 | AVILA BEACH 6 | 2 | Closed | Line | NO | 761.3 | -221.5 | 792.8 | 0 | 0 | 1.77 | 6.72
26130 | AVILA BEACH 1 | 26135 | AVILA BEACH 6 | 1 | Closed | Line | NO | 761.4 | -221.5 | 792.9 | 0 | 0 | 1.77 | 6.72
74156 | AMERICAN FALLS 1 1 | 74157 | AMERICAN FALLS 1 2 | 1 | Closed | Line | NO | 14 | 2.8 | 14.3 | 0 | 0 | 0 | 0
74151 | PAUL 1 | 74152 | PAUL 2 | 1 | Closed | Line | NO | -7.2 | -2.8 | 7.7 | 0 | 0 | 0 | 0
74147 | HEYBURN 1 | 74149 | HEYBURN 3 | 1 | Closed | Line | NO | -10.9 | -3.1 | 11.3 | 0 | 0 | 0 | 0
74147 | HEYBURN 1 | 74148 | HEYBURN 2 | 1 | Closed | Line | NO | 10.9 | 3.1 | 11.3 | 0 | 0 | 0 | 0
26125 | BURBANK 10 1 | 26128 | BURBANK 10 4 | 1 | Closed | Transformer | YES | 0 | 0 | 0 | 1452.5 | 0 | 0 | 0
21035 | SANTA ROSA 7 1 | 21039 | SANTA ROSA 7 5 | 1 | Closed | Line | NO | 35.8 | 7.7 | 36.6 | 0 | 0 | 0 | 0.01
74142 | HAZELTON 1 | 74145 | HAZELTON 4 | 1 | Closed | Line | NO | 0 | 0 | 0 | 0 | 0 | 0 | 0
74142 | HAZELTON 1 | 74144 | HAZELTON 3 | 1 | Closed | Line | NO | -6.5 | -2.3 | 6.9 | 0 | 0 | 0 | 0
74142 | HAZELTON 1 | 74143 | HAZELTON 2 | 1 | Closed | Line | NO | 6.5 | 2.3 | 6.9 | 0 | 0 | 0 | 0
74140 | BELLEVUE 8 1 | 74141 | BELLEVUE 8 2 | 1 | Closed | Line | NO | 8.3 | 1.5 | 8.4 | 0 | 0 | 0 | 0
74135 | SHOSHONE 1 | 74136 | SHOSHONE 2 | 1 | Closed | Line | NO | 9.7 | 1.7 | 9.8 | 0 | 0 | 0 | 0
26119 | MOJAVE 14 1 | 26124 | MOJAVE 14 6 | 1 | Closed | Line | NO | 0 | 0 | 0 | 0 | 0 | 0 | 0
74133 | JEROME 1 | 74134 | JEROME 2 | 1 | Closed | Line | NO | -47.3 | -16 | 49.9 | 0 | 0 | 0.01 | 0.02
26119 | MOJAVE 14 1 | 26123 | MOJAVE 14 5 | 1 | Closed | Line | NO | 26.9 | -6.3 | 27.6 | 0 | 0 | 0 | 0.01
21032 | ROHNERT PARK 1 1 | 21033 | ROHNERT PARK 1 2 | 1 | Closed | Line | NO | -38.9 | -4.9 | 39.2 | 0 | 0 | 0 | 0.02
10123 | POULSBO 2 1 | 10126 | POULSBO 2 4 | 1 | Closed | Line | NO | 0 | 0 | 0 | 0 | 0 | 0 | 0
26114 | MOJAVE 13 3 | 26115 | MOJAVE 13 4 | 1 | Closed | TransformerWinding | YES | 0 | 0 | 0 | 150 | 0 | 0 | 0
74126 | KETCHUM 1 | 74127 | KETCHUM 2 | 1 | Closed | Line | NO | -13 | -6.8 | 14.6 | 0 | 0 | 0 | 0
26112 | MOJAVE 13 1 | 26118 | MOJAVE 13 7 | 1 | Closed | Line | NO | 299.1 | 39.2 | 301.7 | 0 | 0 | 0.22 | 0.88
26109 | BORON 4 1 | 26111 | BORON 4 3 | 1 | Closed | Line | NO | 47.9 | -9.9 | 48.9 | 0 | 0 | 0.01 | 0.02
74119 | MOUNTAIN HOME 1 1 | 74120 | MOUNTAIN HOME 1 2 | 1 | Closed | Line | NO | 45.7 | 14.5 | 48 | 0 | 0 | 0.01 | 0.03
74117 | BOISE 13 1 | 74118 | BOISE 13 2 | 1 | Closed | Line | NO | -32 | -12.2 | 34.2 | 0 | 0 | 0 | 0.01
13062 | CORVALLIS 1 1 | 13063 | CORVALLIS 1 2 | 1 | Closed | Line | NO | 51.3 | 22.5 | 56 | 0 | 0 | 0.01 | 0.04
26105 | NEWHALL 3 2 | 26108 | NEWHALL 3 5 | 1 | Closed | TransformerWinding | YES | 0 | 0 | 0 | 192.6 | 0 | 0 | 0
74107 | HORSESHOE BEND 1 | 74110 | HORSESHOE BEND 4 | 1 | Closed | Line | NO | 0 | 0 | 0 | 0 | 0 | 0 | 0
21022 | SANTA ROSA 3 1 | 21025 | SANTA ROSA 3 4 | 1 | Closed | Line | NO | 0 | 0 | 0 | 0 | 0 | 0 | 0
74107 | HORSESHOE BEND 1 | 74108 | HORSESHOE BEND 2 | 1 | Closed | Line | NO | 12.3 | 3.9 | 12.9 | 0 | 0 | 0 | 0
21022 | SANTA ROSA 3 1 | 21024 | SANTA ROSA 3 3 | 1 | Closed | Line | NO | -40.7 | -4.9 | 40.9 | 0 | 0 | 0 | 0.02
21022 | SANTA ROSA 3 1 | 21023 | SANTA ROSA 3 2 | 1 | Closed | Line | NO | 40.7 | 4.9 | 40.9 | 0 | 0 | 0 | 0.02
74094 | BOISE 8 1 | 74100 | BOISE 8 7 | 1 | Closed | Line | NO | 0 | 0 | 0 | 0 | 0 | 0 | 0
74094 | BOISE 8 1 | 74099 | BOISE 8 6 | 1 | Closed | Line | NO | 0 | 0 | 0 | 0 | 0 | 0 | 0
74094 | BOISE 8 1 | 74098 | BOISE 8 5 | 1 | Closed | Line | NO | -58.6 | -17.9 | 61.3 | 0 | 0 | 0.01 | 0.04
10537 | CASHMERE 1 | 10539 | CASHMERE 3 | 1 | Closed | Line | NO | 20 | 7.3 | 21.3 | 0 | 0 | 0 | 0
26094 | LONG BEACH 27 1 | 26103 | LONG BEACH 27 10 | 1 | Closed | Line | NO | -275.3 | 204.7 | 343.1 | 0 | 0 | 0.31 | 1.24
74091 | BOISE 7 1 | 74092 | BOISE 7 2 | 1 | Closed | Line | NO | 36.4 | 7.3 | 37.2 | 0 | 0 | 0 | 0.02
26094 | LONG BEACH 27 1 | 26102 | LONG BEACH 27 9 | 1 | Closed | Transformer | YES | 0 | 0 | 0 | 1676 | 0 | 0 | 0
74089 | BOISE 6 1 | 74090 | BOISE 6 2 | 1 | Closed | Line | NO | 43.6 | 14.5 | 46 | 0 | 0 | 0 | 0.02
74085 | BOISE 4 1 | 74086 | BOISE 4 2 | 1 | Closed | Line | NO | 55 | 16 | 57.3 | 0 | 0 | 0.01 | 0.04
10537 | CASHMERE 1 | 10538 | CASHMERE 2 | 1 | Closed | Line | NO | -20 | -7.3 | 21.3 | 0 | 0 | 0 | 0
10261 | SEATTLE 14 1 | 10262 | SEATTLE 14 2 | 1 | Closed | Line | NO | 54.9 | 12.1 | 56.2 | 0 | 0 | 0.01 | 0.04
10123 | POULSBO 2 1 | 10125 | POULSBO 2 3 | 1 | Closed | Line | NO | 35.4 | 7.1 | 36.1 | 0 | 0 | 0 | 0.01
74079 | KUNA 1 1 | 74082 | KUNA 1 4 | 1 | Closed | Line | NO | 53.9 | 6.2 | 54.2 | 0 | 0 | 0.01 | 0.03
74079 | KUNA 1 1 | 74081 | KUNA 1 3 | 1 | Closed | Line | NO | 0 | 0 | 0 | 0 | 0 | 0 | 0
74079 | KUNA 1 1 | 74080 | KUNA 1 2 | 1 | Closed | Line | NO | -53.9 | -6.2 | 54.2 | 0 | 0 | 0.01 | 0.03
74077 | BOISE 2 1 | 74078 | BOISE 2 2 | 1 | Closed | Line | NO | -30.9 | -14.5 | 34.1 | 0 | 0 | 0 | 0.01
21016 | PETALUMA 1 1 | 21017 | PETALUMA 1 2 | 1 | Closed | Line | NO | 29.6 | 11.3 | 31.6 | 0 | 0 | 0 | 0.01
74075 | BOISE 1 1 | 74076 | BOISE 1 2 | 1 | Closed | Line | NO | 30.9 | 7.8 | 31.9 | 0 | 0 | 0 | 0.01
74072 | EAGLE 2 1 | 74074 | EAGLE 2 3 | 1 | Closed | Line | NO | 50.1 | 9.7 | 51 | 0 | 0 | 0.01 | 0.03
21014 | SANTA ROSA 2 1 | 21015 | SANTA ROSA 2 2 | 1 | Closed | Line | NO | 33.3 | 13 | 35.7 | 0 | 0 | 0 | 0.01
74067 | MERIDIAN 1 1 | 74068 | MERIDIAN 1 2 | 1 | Closed | Line | NO | 51.8 | 8.4 | 52.5 | 0 | 0 | 0.01 | 0.03
26080 | CARSON 9 1 | 26082 | CARSON 9 3 | 1 | Closed | Line | NO | 0 | 0 | 0 | 0 | 0 | 0 | 0
21011 | WINDSOR 2 1 | 21012 | WINDSOR 2 2 | 1 | Closed | Line | NO | 25.7 | 3 | 25.9 | 0 | 0 | 0 | 0.01
26080 | CARSON 9 1 | 26081 | CARSON 9 2 | 1 | Closed | Line | NO | 98.1 | 50.1 | 110.2 | 0 | 0 | 0.03 | 0.13
74064 | EMMETT 1 | 74065 | EMMETT 2 | 1 | Closed | Line | NO | -33.9 | -7.7 | 34.8 | 0 | 0 | 0 | 0.01
26078 | WHITTIER 9 4 | 26079 | WHITTIER 9 5 | 1 | Closed | TransformerWinding | YES | 0 | 0 | 0 | 353.7 | 0 | 0 | 0
74059 | NAMPA 6 1 | 74062 | NAMPA 6 4 | 1 | Closed | Line | NO | 0 | 0 | 0 | 0 | 0 | 0 | 0
74059 | NAMPA 6 1 | 74061 | NAMPA 6 3 | 1 | Closed | Line | NO | -32.7 | -5.2 | 33.1 | 0 | 0 | 0 | 0.01
74059 | NAMPA 6 1 | 74060 | NAMPA 6 2 | 1 | Closed | Line | NO | 32.7 | 5.2 | 33.1 | 0 | 0 | 0 | 0.01
74056 | SAGLE 1 | 74057 | SAGLE 2 | 1 | Closed | Line | NO | 16.4 | 6 | 17.5 | 0 | 0 | 0 | 0
74054 | SAINT MARIES 1 | 74055 | SAINT MARIES 2 | 1 | Closed | Line | NO | 19 | 1.4 | 19.1 | 0 | 0 | 0 | 0
21008 | WINDSOR 1 1 | 21010 | WINDSOR 1 3 | 1 | Closed | Line | NO | -25.7 | -11.5 | 28.1 | 0 | 0 | 0 | 0.01
74052 | BONNERS FERRY 1 | 74053 | BONNERS FERRY 2 | 1 | Closed | Line | NO | 24.4 | 4.1 | 24.8 | 0 | 0 | 0 | 0.01
21008 | WINDSOR 1 1 | 21009 | WINDSOR 1 2 | 1 | Closed | Line | NO | 25.7 | 11.5 | 28.1 | 0 | 0 | 0 | 0.01
74050 | MIDDLETON 1 | 74051 | MIDDLETON 2 | 1 | Closed | Line | NO | 21.9 | 5.4 | 22.6 | 0 | 0 | 0 | 0.01
13056 | MONMOUTH 1 | 13057 | MONMOUTH 2 | 1 | Closed | Line | NO | -29.3 | -10.1 | 31 | 0 | 0 | 0 | 0.01
74046 | NAMPA 3 1 | 74048 | NAMPA 3 3 | 1 | Closed | Line | NO | 50.9 | 11.9 | 52.2 | 0 | 0 | 0.01 | 0.03
26065 | CARSON 8 1 | 26070 | CARSON 8 6 | 1 | Closed | Line | NO | 9.5 | -1.4 | 9.6 | 0 | 0 | 0 | 0
21006 | SEBASTOPOL 2 1 | 21007 | SEBASTOPOL 2 2 | 1 | Closed | Line | NO | 26.8 | 5.3 | 27.3 | 0 | 0 | 0 | 0.01
74044 | NAMPA 2 1 | 74045 | NAMPA 2 2 | 1 | Closed | Line | NO | -31.5 | -12 | 33.7 | 0 | 0 | 0 | 0.01
74042 | NAMPA 1 1 | 74043 | NAMPA 1 2 | 1 | Closed | Line | NO | 31.5 | 9.9 | 33 | 0 | 0 | 0 | 0.01
26065 | CARSON 8 1 | 26068 | CARSON 8 4 | 1 | Closed | TransformerWinding | YES | 0 | 0 | 0 | 144.9 | 0 | 0 | 0
74036 | COEUR D ALENE 3 1 | 74041 | COEUR D ALENE 3 6 | 1 | Closed | Line | NO | 0 | 0 | 0 | 0 | 0 | 0 | 0
74036 | COEUR D ALENE 3 1 | 74040 | COEUR D ALENE 3 5 | 1 | Closed | Line | NO | -54.4 | -10.5 | 55.4 | 0 | 0 | 0.01 | 0.03
21004 | SEBASTOPOL 1 1 | 21005 | SEBASTOPOL 1 2 | 1 | Closed | Line | NO | -30 | -6.4 | 30.7 | 0 | 0 | 0 | 0.01
10123 | POULSBO 2 1 | 10124 | POULSBO 2 2 | 1 | Closed | Line | NO | -35.4 | -7.1 | 36.1 | 0 | 0 | 0 | 0.01
74030 | ATHOL 1 | 74031 | ATHOL 2 | 1 | Closed | Line | NO | 13.5 | 2.5 | 13.8 | 0 | 0 | 0 | 0
21002 | HEALDSBURG 1 | 21003 | HEALDSBURG 2 | 1 | Closed | Line | NO | 34 | 5.8 | 34.4 | 0 | 0 | 0 | 0.01
74027 | TROY 1 1 | 74028 | TROY 1 2 | 1 | Closed | Line | NO | 12.9 | 4.5 | 13.7 | 0 | 0 | 0 | 0
74022 | POTLATCH 1 | 74023 | POTLATCH 2 | 1 | Closed | Line | NO | 6.8 | 1.1 | 6.9 | 0 | 0 | 0 | 0
26054 | BAKERSFIELD 32 1 | 26057 | BAKERSFIELD 32 4 | 1 | Closed | Line | NO | -20.3 | -2.2 | 20.4 | 0 | 0 | 0 | 0
74020 | SPIRIT LAKE 1 | 74021 | SPIRIT LAKE 2 | 1 | Closed | Line | NO | -12.7 | -1.8 | 12.8 | 0 | 0 | 0 | 0
21000 | GUERNEVILLE 1 | 21001 | GUERNEVILLE 2 | 1 | Closed | Line | NO | -17.9 | -0.9 | 17.9 | 0 | 0 | 0 | 0
20542 | DOBBINS 1 | 20545 | DOBBINS 4 | 1 | Closed | Transformer | YES | 0 | 0 | 0 | 496.6 | 0 | 0 | 0
74014 | LEWISTON 3 1 | 74015 | LEWISTON 3 2 | 1 | Closed | Line | NO | 44.3 | 5.1 | 44.6 | 0 | 0 | 0 | 0.02
74010 | MOSCOW 2 1 | 74011 | MOSCOW 2 2 | 1 | Closed | Line | NO | -31.5 | -12.4 | 33.9 | 0 | 0 | 0 | 0.01
74008 | MOSCOW 1 1 | 74009 | MOSCOW 1 2 | 1 | Closed | Line | NO | 34.8 | 9.3 | 36 | 0 | 0 | 0 | 0.01
13052 | VENETA 1 | 13053 | VENETA 2 | 1 | Closed | Line | NO | 20.3 | 13.1 | 24.1 | 0 | 0 | 0 | 0.01
10532 | YAKIMA 4 1 | 10533 | YAKIMA 4 2 | 1 | Closed | Line | NO | 55.6 | 19.7 | 59 | 0 | 0 | 0.01 | 0.03
74006 | RATHDRUM 1 1 | 74007 | RATHDRUM 1 2 | 1 | Closed | Line | NO | 30 | 3.3 | 30.2 | 0 | 0 | 0 | 0.01
74004 | WEISER 1 | 74005 | WEISER 2 | 1 | Closed | Line | NO | 20.3 | 8 | 21.8 | 0 | 0 | 0 | 0
26048 | FELLOWS 1 1 | 26051 | FELLOWS 1 4 | 1 | Closed | Transformer | YES | 0 | 0 | 0 | 1471.6 | 0 | 0 | 0
26044 | BURBANK 9 1 | 26045 | BURBANK 9 2 | 1 | Closed | Line | NO | 109.3 | 52.9 | 121.4 | 0 | 0 | 0.03 | 0.16
70187 | KEMMERER 3 1 | 70190 | KEMMERER 3 4 | 1 | Closed | Line | NO | 46.2 | -6.1 | 46.6 | 0 | 0 | 0.01 | 0.02
70183 | GILLETTE 8 1 | 70186 | GILLETTE 8 4 | 1 | Closed | Line | NO | 0 | 0 | 0 | 0 | 0 | 0 | 0
70183 | GILLETTE 8 1 | 70185 | GILLETTE 8 3 | 1 | Closed | Line | NO | 0 | 0 | 0 | 0 | 0 | 0 | 0
13050 | GRANTS PASS 2 1 | 13051 | GRANTS PASS 2 2 | 1 | Closed | Line | NO | -42.2 | -4.5 | 42.5 | 0 | 0 | 0 | 0.02
70177 | MEDICINE BOW 2 1 | 70178 | MEDICINE BOW 2 2 | 1 | Closed | Line | NO | 97.8 | 7.8 | 98.1 | 0 | 0 | 0.02 | 0.1
20531 | EUREKA 3 2 | 20533 | EUREKA 3 4 | 1 | Closed | Line | NO | 222.6 | -20 | 223.5 | 0 | 0 | 0.12 | 0.45
70168 | MOUNTAIN VIEW 7 1 | 70169 | MOUNTAIN VIEW 7 2 | 1 | Closed | Line | NO | 0 | 0 | 0 | 0 | 0 | 0 | 0
20528 | RED BLUFF 3 1 | 20529 | RED BLUFF 3 2 | 1 | Closed | Line | NO | 23.1 | 11.8 | 25.9 | 0 | 0 | 0 | 0.01
10256 | TACOMA 18 1 | 10258 | TACOMA 18 3 | 1 | Closed | Line | NO | -24.3 | -12.6 | 27.4 | 0 | 0 | 0 | 0.01
26029 | EL SEGUNDO 3 1 | 26033 | EL SEGUNDO 3 5 | 1 | Closed | Line | NO | 149.4 | -18 | 150.5 | 0 | 0 | 0.06 | 0.22
20525 | BURNEY 4 1 | 20527 | BURNEY 4 3 | 1 | Closed | Line | NO | 8 | 55.5 | 56 | 0 | 0 | 0.01 | 0.04
70151 | POINT OF ROCKS 1 | 70157 | POINT OF ROCKS 7 | 1 | Closed | Line | NO | 307.8 | -89.1 | 320.4 | 0 | 0 | 0.27 | 1.06
26026 | LOS ANGELES 81 1 | 26028 | LOS ANGELES 81 3 | 1 | Closed | Line | NO | 0 | 0 | 0 | 0 | 0 | 0 | 0
13048 | GRANTS PASS 1 1 | 13049 | GRANTS PASS 1 2 | 1 | Closed | Line | NO | 40.5 | 9.8 | 41.6 | 0 | 0 | 0 | 0.02
26026 | LOS ANGELES 81 1 | 26027 | LOS ANGELES 81 2 | 1 | Closed | Line | NO | 14.3 | -1.6 | 14.4 | 0 | 0 | 0 | 0
20523 | SACRAMENTO 37 1 | 20524 | SACRAMENTO 37 2 | 1 | Closed | Line | NO | 173.2 | 35 | 176.7 | 0 | 0 | 0.07 | 0.36
26022 | POMONA 7 1 | 26025 | POMONA 7 4 | 1 | Closed | Line | NO | 0 | 0 | 0 | 0 | 0 | 0 | 0
26022 | POMONA 7 1 | 26024 | POMONA 7 3 | 1 | Closed | Line | NO | -212 | -161.8 | 266.7 | 0 | 0 | 0.14 | 0.73
20520 | FORBESTOWN 2 1 | 20522 | FORBESTOWN 2 3 | 1 | Closed | Line | NO | 0 | 0 | 0 | 0 | 0 | 0 | 0
26015 | REDONDO BEACH 4 2 | 26021 | REDONDO BEACH 4 8 | 1 | Closed | Line | NO | 348.8 | 151 | 380.1 | 0 | 0 | 0.29 | 1.51
20514 | LINCOLN 3 1 | 20518 | LINCOLN 3 5 | 1 | Closed | Line | NO | 51.9 | -1.9 | 51.9 | 0 | 0 | 0.01 | 0.03
13046 | SHERIDAN 1 1 | 13047 | SHERIDAN 1 2 | 1 | Closed | Line | NO | 21.3 | 8.4 | 22.9 | 0 | 0 | 0 | 0.01
10256 | TACOMA 18 1 | 10257 | TACOMA 18 2 | 1 | Closed | Line | NO | 24.3 | 12.6 | 27.4 | 0 | 0 | 0 | 0.01
70128 | ROCK RIVER 2 1 | 70129 | ROCK RIVER 2 2 | 1 | Closed | Line | NO | 82.8 | -17.2 | 84.6 | 0 | 0 | 0.02 | 0.08
20511 | SACRAMENTO 36 4 | 20512 | SACRAMENTO 36 5 | 1 | Closed | TransformerWinding | YES | 0 | 0 | 0 | 25 | 0 | 0 | 0
13043 | RIDDLE 1 | 13045 | RIDDLE 3 | 1 | Closed | Line | NO | -17.1 | -5.2 | 17.8 | 0 | 0 | 0 | 0
70112 | ROCK RIVER 1 1 | 70116 | ROCK RIVER 1 5 | 1 | Closed | Line | NO | 121.5 | 11.1 | 122 | 0 | 0 | 0.03 | 0.16
20508 | SACRAMENTO 36 1 | 20513 | SACRAMENTO 36 6 | 1 | Closed | Line | NO | -360.9 | -122.1 | 381 | 0 | 0 | 0.31 | 1.52
13043 | RIDDLE 1 | 13044 | RIDDLE 2 | 1 | Closed | Line | NO | 17.1 | 5.2 | 17.8 | 0 | 0 | 0 | 0
70107 | CHEYENNE 6 1 | 70109 | CHEYENNE 6 3 | 1 | Closed | Line | NO | 53.8 | 10.9 | 54.9 | 0 | 0 | 0.01 | 0.03
70107 | CHEYENNE 6 1 | 70108 | CHEYENNE 6 2 | 1 | Closed | Line | NO | 0.1 | 0 | 0.1 | 0 | 0 | 0 | 0
25996 | MOJAVE 9 1 | 25997 | MOJAVE 9 2 | 1 | Closed | Line | NO | 0 | 0 | 0 | 0 | 0 | 0 | 0
10030 | OLYMPIA 1 1 | 10031 | OLYMPIA 1 2 | 1 | Closed | Line | NO | 39.8 | 7.2 | 40.5 | 0 | 0 | 0 | 0.02
10014 | MONTESANO 1 | 10015 | MONTESANO 2 | 1 | Closed | Line | NO | 25 | 11.8 | 27.7 | 0 | 0 | 0 | 0.01
70105 | GILLETTE 3 1 | 70106 | GILLETTE 3 2 | 1 | Closed | Line | NO | 37.2 | -10.7 | 38.8 | 0 | 0 | 0 | 0.02
70095 | GLENROCK 2 1 | 70102 | GLENROCK 2 8 | 1 | Closed | Line | NO | 0 | 0 | 0 | 0 | 0 | 0 | 0
70095 | GLENROCK 2 1 | 70101 | GLENROCK 2 7 | 1 | Closed | Line | NO | 244.7 | -32.6 | 246.9 | 0 | 0 | 0.11 | 0.57
13040 | PHILOMATH 1 | 13042 | PHILOMATH 3 | 1 | Closed | Line | NO | -20.9 | -8.1 | 22.4 | 0 | 0 | 0 | 0.01
10527 | WHITE SWAN 1 | 10528 | WHITE SWAN 2 | 1 | Closed | Line | NO | 5.6 | 0.9 | 5.7 | 0 | 0 | 0 | 0
70090 | SUNDANCE 1 | 70091 | SUNDANCE 2 | 1 | Closed | Line | NO | 7.5 | 1.1 | 7.5 | 0 | 0 | 0 | 0
70088 | UPTON 1 | 70089 | UPTON 2 | 1 | Closed | Line | NO | -4.8 | -0.4 | 4.8 | 0 | 0 | 0 | 0
13040 | PHILOMATH 1 | 13041 | PHILOMATH 2 | 1 | Closed | Line | NO | 20.9 | 8.1 | 22.4 | 0 | 0 | 0 | 0.01
70084 | CHEYENNE 5 1 | 70087 | CHEYENNE 5 4 | 1 | Closed | Line | NO | 0 | 0 | 0 | 0 | 0 | 0 | 0
70084 | CHEYENNE 5 1 | 70086 | CHEYENNE 5 3 | 1 | Closed | Line | NO | -35.9 | 5.6 | 36.3 | 0 | 0 | 0 | 0.01
25984 | PASADENA 8 1 | 25986 | PASADENA 8 3 | 1 | Closed | Line | NO | -189.9 | -32.9 | 192.7 | 0 | 0 | 0.08 | 0.36
25982 | GOLETA 4 1 | 25983 | GOLETA 4 2 | 1 | Closed | Line | NO | 49.1 | 25.1 | 55.1 | 0 | 0 | 0.01 | 0.03
70078 | CHEYENNE 3 1 | 70081 | CHEYENNE 3 4 | 1 | Closed | Line | NO | 0.1 | 0 | 0.1 | 0 | 0 | 0 | 0
70078 | CHEYENNE 3 1 | 70079 | CHEYENNE 3 2 | 1 | Closed | Line | NO | 41.2 | 22.6 | 47 | 0 | 0 | 0 | 0.02
25979 | BAKERSFIELD 28 1 | 25981 | BAKERSFIELD 28 3 | 1 | Closed | Line | NO | 49.5 | -7.3 | 50.1 | 0 | 0 | 0 | 0.02
20494 | MONTGOMERY CREEK 3 1 | 20495 | MONTGOMERY CREEK 3 2 | 1 | Closed | Line | NO | 76.3 | 30.4 | 82.1 | 0 | 0 | 0.02 | 0.07
13037 | ROSEBURG 2 1 | 13038 | ROSEBURG 2 2 | 1 | Closed | Line | NO | -36.6 | -10.3 | 38.1 | 0 | 0 | 0 | 0.02
25974 | MOJAVE 6 1 | 25976 | MOJAVE 6 3 | 1 | Closed | Line | NO | 131.7 | -29.5 | 134.9 | 0 | 0 | 0.04 | 0.2
20485 | MIDDLETOWN 6 2 | 20493 | MIDDLETOWN 6 10 | 1 | Closed | Line | NO | 1032.6 | 70.7 | 1035 | 0 | 0 | 2.86 | 11.52
70069 | WHEATLAND 1 1 | 70070 | WHEATLAND 1 2 | 1 | Closed | Line | NO | 17.9 | 2.1 | 18 | 0 | 0 | 0 | 0
10254 | SEATTLE 11 1 | 10255 | SEATTLE 11 2 | 1 | Closed | Line | NO | -31.1 | -19.5 | 36.7 | 0 | 0 | 0 | 0.01
10121 | POULSBO 1 1 | 10122 | POULSBO 1 2 | 1 | Closed | Line | NO | 35.4 | 19.2 | 40.3 | 0 | 0 | 0 | 0.02
25966 | TEHACHAPI 5 1 | 25971 | TEHACHAPI 5 6 | 1 | Closed | Line | NO | 111.4 | 9.5 | 111.8 | 0 | 0 | 0.02 | 0.14
70062 | GILLETTE 1 1 | 70064 | GILLETTE 1 3 | 1 | Closed | Line | NO | -49.8 | -4.1 | 50 | 0 | 0 | 0.01 | 0.03
70062 | GILLETTE 1 1 | 70063 | GILLETTE 1 2 | 1 | Closed | Line | NO | 49.8 | 4.1 | 50 | 0 | 0 | 0.01 | 0.03
70059 | GLENROCK 1 1 | 70060 | GLENROCK 1 2 | 1 | Closed | Line | NO | 10.8 | 5.1 | 11.9 | 0 | 0 | 0 | 0
70053 | CASPER 5 1 | 70057 | CASPER 5 5 | 1 | Closed | Line | NO | -41 | -16.6 | 44.2 | 0 | 0 | 0.01 | 0.02
20484 | MIDDLETOWN 6 1 | 20489 | MIDDLETOWN 6 6 | 1 | Closed | Transformer | YES | 0 | 0 | 0 | 1499.1 | 0 | 0 | 0
70049 | CASPER 3 1 | 70051 | CASPER 3 3 | 1 | Closed | Line | NO | -37.5 | -12.9 | 39.6 | 0 | 0 | 0 | 0.02
70049 | CASPER 3 1 | 70050 | CASPER 3 2 | 1 | Closed | Line | NO | 37.5 | 12.9 | 39.6 | 0 | 0 | 0 | 0.02
70047 | BUFFALO 1 | 70048 | BUFFALO 2 | 1 | Closed | Line | NO | 23.7 | 7.2 | 24.8 | 0 | 0 | 0 | 0.01
25957 | TEHACHAPI 4 1 | 25958 | TEHACHAPI 4 2 | 1 | Closed | Line | NO | 22.7 | -4.2 | 23 | 0 | 0 | 0 | 0.01
70044 | CASPER 1 1 | 70045 | CASPER 1 2 | 1 | Closed | Line | NO | 33.6 | 3.6 | 33.8 | 0 | 0 | 0 | 0.01
70042 | SARATOGA 3 1 | 70043 | SARATOGA 3 2 | 1 | Closed | Line | NO | 9 | 1.5 | 9.1 | 0 | 0 | 0 | 0
70040 | STORY 1 | 70041 | STORY 2 | 1 | Closed | Line | NO | 5.4 | 1.2 | 5.5 | 0 | 0 | 0 | 0
70038 | RANCHESTER 1 | 70039 | RANCHESTER 2 | 1 | Closed | Line | NO | -6.6 | -0.8 | 6.6 | 0 | 0 | 0 | 0
25946 | MOJAVE 5 2 | 25955 | MOJAVE 5 11 | 1 | Closed | Transformer | YES | 0 | 0 | 0 | 11.2 | 0 | 0 | 0
70035 | GREYBULL 1 | 70036 | GREYBULL 2 | 1 | Closed | Line | NO | -7.9 | -0.7 | 7.9 | 0 | 0 | 0 | 0
25946 | MOJAVE 5 2 | 25952 | MOJAVE 5 8 | 1 | Closed | Transformer | YES | 0 | 0 | 0 | 59.8 | 0 | 0 | 0
25945 | MOJAVE 5 1 | 25956 | MOJAVE 5 12 | 1 | Closed | Line | NO | 194.4 | -46.2 | 199.8 | 0 | 0 | 0.1 | 0.42
70031 | LOVELL 1 | 70032 | LOVELL 2 | 1 | Closed | Line | NO | -11.3 | -19.1 | 22.2 | 0 | 0 | 0 | 0
70027 | THERMOPOLIS 1 | 70029 | THERMOPOLIS 3 | 1 | Closed | Line | NO | 14.5 | 1.6 | 14.6 | 0 | 0 | 0 | 0
70027 | THERMOPOLIS 1 | 70028 | THERMOPOLIS 2 | 1 | Closed | Line | NO | 54.8 | -14.3 | 56.6 | 0 | 0 | 0.01 | 0.03
70024 | POWELL 1 | 70025 | POWELL 2 | 1 | Closed | Line | NO | 34.3 | 5.7 | 34.8 | 0 | 0 | 0 | 0.01
13031 | CAVE JUNCTION 1 | 13033 | CAVE JUNCTION 3 | 1 | Closed | Line | NO | -21.2 | -4.7 | 21.7 | 0 | 0 | 0 | 0.01
70021 | FORT WASHAKIE 1 | 70023 | FORT WASHAKIE 3 | 1 | Closed | Line | NO | -5.6 | -1.1 | 5.7 | 0 | 0 | 0 | 0
70021 | FORT WASHAKIE 1 | 70022 | FORT WASHAKIE 2 | 1 | Closed | Line | NO | 5.6 | 1.1 | 5.7 | 0 | 0 | 0 | 0
70018 | ROCK SPRINGS 2 1 | 70020 | ROCK SPRINGS 2 3 | 1 | Closed | Line | NO | -36.4 | -15.7 | 39.6 | 0 | 0 | 0 | 0.02
70018 | ROCK SPRINGS 2 1 | 70019 | ROCK SPRINGS 2 2 | 1 | Closed | Line | NO | 36.4 | 15.7 | 39.6 | 0 | 0 | 0 | 0.02
25939 | MOJAVE 4 1 | 25942 | MOJAVE 4 4 | 1 | Closed | Line | NO | 46.6 | -2.4 | 46.6 | 0 | 0 | 0 | 0.02
25939 | MOJAVE 4 1 | 25941 | MOJAVE 4 3 | 1 | Closed | Transformer | YES | 0 | 0 | 0 | 11.1 | 0 | 0 | 0
13031 | CAVE JUNCTION 1 | 13032 | CAVE JUNCTION 2 | 1 | Closed | Line | NO | 21.2 | 4.7 | 21.7 | 0 | 0 | 0 | 0
10062 | BREMERTON 1 1 | 10064 | BREMERTON 1 3 | 1 | Closed | Line | NO | 36.2 | 9.3 | 37.4 | 0 | 0 | 0 | 0.02
70015 | CODY 1 | 70016 | CODY 2 | 1 | Closed | Line | NO | 42.5 | 9.2 | 43.5 | 0 | 0 | 0.01 | 0.02
70013 | GREEN RIVER 2 1 | 70014 | GREEN RIVER 2 2 | 1 | Closed | Line | NO | 36.6 | 11.1 | 38.3 | 0 | 0 | 0 | 0.02
70011 | DUBOIS 1 | 70012 | DUBOIS 2 | 1 | Closed | Line | NO | 6.2 | 1.4 | 6.4 | 0 | 0 | 0 | 0
25934 | ROSAMOND 6 1 | 25936 | ROSAMOND 6 3 | 1 | Closed | Line | NO | 32.8 | -50.1 | 59.8 | 0 | 0 | 0.01 | 0.04
25931 | NORWALK 4 2 | 25933 | NORWALK 4 4 | 1 | Closed | Transformer | YES | 0 | 0 | 0 | 41.9 | 0 | 0 | 0
70004 | ALPINE 3 1 | 70005 | ALPINE 3 2 | 1 | Closed | Line | NO | 6.3 | 2 | 6.6 | 0 | 0 | 0 | 0
70002 | AFTON 1 | 70003 | AFTON 2 | 1 | Closed | Line | NO | -15.5 | -3 | 15.8 | 0 | 0 | 0 | 0
25927 | LONG BEACH 25 1 | 25929 | LONG BEACH 25 3 | 1 | Closed | Line | NO | 0 | 0 | 0 | 0 | 0 | 0 | 0
25927 | LONG BEACH 25 1 | 25928 | LONG BEACH 25 2 | 1 | Closed | Line | NO | 35.5 | -4 | 35.7 | 0 | 0 | 0 | 0.01
25921 | EL SEGUNDO 1 3 | 25922 | EL SEGUNDO 1 4 | 1 | Closed | TransformerWinding | YES | 0 | 0 | 0 | 100 | 0 | 0 | 0
10252 | SEATTLE 10 1 | 10253 | SEATTLE 10 2 | 1 | Closed | Line | NO | -31.1 | -9.5 | 32.5 | 0 | 0 | 0 | 0.01
13027 | TILLAMOOK 1 | 13028 | TILLAMOOK 2 | 1 | Closed | Line | NO | -31.5 | -4.6 | 31.9 | 0 | 0 | 0 | 0.01
10520 | LYLE 1 | 10522 | LYLE 3 | 1 | Closed | Line | NO | -8.1 | -1.2 | 8.2 | 0 | 0 | 0 | 0
20463 | MIDDLETOWN 4 1 | 20464 | MIDDLETOWN 4 2 | 1 | Closed | Line | NO | 116.5 | 0 | 116.5 | 0 | 0 | 0.04 | 0.15
13024 | REEDSPORT 1 | 13025 | REEDSPORT 2 | 1 | Closed | Line | NO | 16.5 | 3.7 | 17 | 0 | 0 | 0 | 0
25910 | BAKERSFIELD 23 1 | 25912 | BAKERSFIELD 23 3 | 1 | Closed | Line | NO | 0.2 | 0.1 | 0.2 | 0 | 0 | 0 | 0
10520 | LYLE 1 | 10521 | LYLE 2 | 1 | Closed | Line | NO | 8.1 | 1.2 | 8.2 | 0 | 0 | 0 | 0
60865 | PEETZ 4 1 | 60866 | PEETZ 4 2 | 1 | Closed | Line | NO | 0 | 0 | 0 | 0 | 0 | 0 | 0
60859 | FREDERICK 2 | 60864 | FREDERICK 7 | 1 | Closed | Line | NO | 0 | 0 | 0 | 0 | 0 | 0 | 0
60859 | FREDERICK 2 | 60863 | FREDERICK 6 | 1 | Closed | Line | NO | 95.6 | 17.3 | 97.2 | 0 | 0 | 0.02 | 0.09
20459 | YUBA CITY 9 1 | 20461 | YUBA CITY 9 3 | 1 | Closed | Line | NO | 47 | 21.6 | 51.8 | 0 | 0 | 0.01 | 0.03
25901 | LEBEC 1 1 | 25909 | LEBEC 1 9 | 1 | Closed | Line | NO | 347.2 | -512.4 | 618.9 | 0 | 0 | 1.06 | 4.41
20455 | YUBA CITY 8 1 | 20458 | YUBA CITY 8 4 | 1 | Closed | Line | NO | 0 | 0 | 0 | 0 | 0 | 0 | 0
20455 | YUBA CITY 8 1 | 20457 | YUBA CITY 8 3 | 1 | Closed | Line | NO | 46.6 | 17.4 | 49.8 | 0 | 0 | 0.01 | 0.03
60844 | FORT LUPTON 3 1 | 60846 | FORT LUPTON 3 3 | 1 | Closed | Line | NO | 0 | 0 | 0 | 0 | 0 | 0 | 0
60844 | FORT LUPTON 3 1 | 60845 | FORT LUPTON 3 2 | 1 | Closed | Line | NO | 57.6 | 27.9 | 64 | 0 | 0 | 0.01 | 0.04
60837 | DENVER 57 2 | 60842 | DENVER 57 7 | 1 | Closed | Line | NO | -167.3 | 64.1 | 179.2 | 0 | 0 | 0.08 | 0.36
25894 | ROSAMOND 4 1 | 25898 | ROSAMOND 4 5 | 1 | Closed | Line | NO | 0 | 0 | 0 | 0 | 0 | 0 | 0
60836 | DENVER 57 1 | 60843 | DENVER 57 8 | 1 | Closed | Line | NO | -280.5 | -313.8 | 420.9 | 0 | 0 | 0.48 | 1.98
25894 | ROSAMOND 4 1 | 25897 | ROSAMOND 4 4 | 1 | Closed | Line | NO | 61.5 | -3.4 | 61.6 | 0 | 0 | 0.01 | 0.04
25894 | ROSAMOND 4 1 | 25896 | ROSAMOND 4 3 | 1 | Closed | Transformer | YES | 0 | 0 | 0 | 444.9 | 0 | 0 | 0
25891 | OXNARD 11 1 | 25893 | OXNARD 11 3 | 1 | Closed | Line | NO | 49.5 | -8.8 | 50.3 | 0 | 0 | 0.01 | 0.02
60822 | BURLINGTON 5 1 | 60824 | BURLINGTON 5 3 | 1 | Closed | Line | NO | 0 | 0 | 0 | 0 | 0 | 0 | 0
20450 | MIDDLETOWN 3 1 | 20451 | MIDDLETOWN 3 2 | 1 | Closed | Line | NO | 9.1 | 1.3 | 9.2 | 0 | 0 | 0 | 0
60822 | BURLINGTON 5 1 | 60823 | BURLINGTON 5 2 | 1 | Closed | Line | NO | 39.8 | -7.3 | 40.5 | 0 | 0 | 0 | 0.02
60816 | FLEMING 1 | 60821 | FLEMING 6 | 1 | Closed | Line | NO | 52 | -12.7 | 53.5 | 0 | 0 | 0.01 | 0.03
60813 | BRUSH 4 1 | 60814 | BRUSH 4 2 | 1 | Closed | Transformer | YES | 0 | 0 | 0 | 195 | 0 | 0 | 0
60811 | MONTROSE 5 1 | 60812 | MONTROSE 5 2 | 1 | Closed | Line | NO | 26.1 | 16.6 | 30.9 | 0 | 0 | 0 | 0.01
13017 | LINCOLN CITY 1 | 13018 | LINCOLN CITY 2 | 1 | Closed | Line | NO | 31.4 | 1.6 | 31.4 | 0 | 0 | 0 | 0.01
10062 | BREMERTON 1 1 | 10063 | BREMERTON 1 2 | 1 | Closed | Line | NO | -36.2 | -9.3 | 37.4 | 0 | 0 | 0 | 0.01
25884 | LANCASTER 7 1 | 25887 | LANCASTER 7 4 | 1 | Closed | Transformer | YES | 0 | 0 | 0 | 1602.2 | 0 | 0 | 0
25880 | GOLETA 3 1 | 25883 | GOLETA 3 4 | 1 | Closed | Line | NO | 0 | 0 | 0 | 0 | 0 | 0 | 0
60797 | KREMMLING 2 1 | 60800 | KREMMLING 2 4 | 1 | Closed | Line | NO | 30.6 | -3.9 | 30.9 | 0 | 0 | 0 | 0.01
25880 | GOLETA 3 1 | 25882 | GOLETA 3 3 | 1 | Closed | Line | NO | 57.6 | -11.6 | 58.7 | 0 | 0 | 0.01 | 0.03
60786 | PUEBLO 13 2 | 60796 | PUEBLO 13 12 | 1 | Closed | Line | NO | 145.6 | 75.3 | 163.9 | 0 | 0 | 0.06 | 0.26
60778 | LIMON 5 1 | 60782 | LIMON 5 5 | 1 | Closed | Line | NO | 0 | 0 | 0 | 0 | 0 | 0 | 0
60778 | LIMON 5 1 | 60781 | LIMON 5 4 | 1 | Closed | Line | NO | 148.7 | -40.5 | 154.1 | 0 | 0 | 0.06 | 0.25
25876 | LA PUENTE 5 1 | 25879 | LA PUENTE 5 4 | 1 | Closed | Line | NO | -1195.9 | -547.2 | 1315.2 | 0 | 0 | 3.93 | 19.2
13014 | NEWPORT 2 1 | 13015 | NEWPORT 2 2 | 1 | Closed | Line | NO | -26.4 | -5.5 | 27 | 0 | 0 | 0 | 0.01
60774 | FOUNTAIN 4 1 | 60777 | FOUNTAIN 4 4 | 1 | Closed | Line | NO | 280.4 | -58.4 | 286.4 | 0 | 0 | 0.17 | 0.9
60767 | LIMON 4 2 | 60772 | LIMON 4 7 | 1 | Closed | Line | NO | 0 | 0 | 0 | 0 | 0 | 0 | 0
60767 | LIMON 4 2 | 60771 | LIMON 4 6 | 1 | Closed | Line | NO | -170.5 | 22.5 | 172 | 0 | 0 | 0.08 | 0.3
60757 | LAMAR 4 1 | 60761 | LAMAR 4 5 | 2 | Closed | Line | NO | 65.2 | -174 | 185.9 | 0 | 0 | 0.1 | 0.4
60757 | LAMAR 4 1 | 60761 | LAMAR 4 5 | 1 | Closed | Line | NO | 65.2 | -174.1 | 185.9 | 0 | 0 | 0.1 | 0.4
13011 | COOS BAY 2 1 | 13012 | COOS BAY 2 2 | 1 | Closed | Line | NO | 37.7 | 13.2 | 39.9 | 0 | 0 | 0 | 0.02
60755 | COMMERCE CITY 3 4 | 60756 | COMMERCE CITY 3 5 | 1 | Closed | TransformerWinding | YES | 0 | 0 | 0 | 50 | 0 | 0 | 0
20432 | SAMOA 1 | 20433 | SAMOA 2 | 1 | Closed | Line | NO | 58.6 | 0 | 58.6 | 0 | 0 | 0.01 | 0.04
60731 | BRUSH 2 1 | 60733 | BRUSH 2 3 | 1 | Closed | Line | NO | 53.7 | -11.1 | 54.8 | 0 | 0 | 0.01 | 0.03
20424 | YUBA CITY 6 2 | 20431 | YUBA CITY 6 9 | 1 | Closed | Line | NO | 460.8 | -76.6 | 467.1 | 0 | 0 | 0.46 | 2.3
25859 | CANTIL 1 | 25863 | CANTIL 5 | 1 | Closed | Transformer | YES | 0 | 0 | 0 | 470 | 0 | 0 | 0
60722 | LOVELAND 5 1 | 60723 | LOVELAND 5 2 | 1 | Closed | Line | NO | 38.2 | 14.7 | 40.9 | 0 | 0 | 0 | 0.02
13007 | COQUILLE 1 | 13008 | COQUILLE 2 | 1 | Closed | Line | NO | 16.3 | 3.4 | 16.7 | 0 | 0 | 0 | 0
25857 | LONG BEACH 24 1 | 25858 | LONG BEACH 24 2 | 1 | Closed | Line | NO | 57.2 | -6.4 | 57.5 | 0 | 0 | 0.01 | 0.03
25855 | CARSON 6 3 | 25856 | CARSON 6 4 | 1 | Closed | TransformerWinding | YES | 0 | 0 | 0 | 142.3 | 0 | 0 | 0
10512 | SULTAN 1 1 | 10513 | SULTAN 1 2 | 1 | Closed | Line | NO | 15.8 | 2.5 | 16 | 0 | 0 | 0 | 0
60713 | AURORA 19 1 | 60718 | AURORA 19 6 | 1 | Closed | Line | NO | -260.3 | 45.9 | 264.3 | 0 | 0 | 0.14 | 0.68
20420 | FORESTHILL 2 3 | 20421 | FORESTHILL 2 4 | 1 | Closed | TransformerWinding | YES | 0 | 0 | 0 | 50 | 0 | 0 | 0
13005 | BROOKINGS 1 | 13006 | BROOKINGS 2 | 1 | Closed | Line | NO | 35.5 | 17.2 | 39.5 | 0 | 0 | 0 | 0.02
60697 | LAMAR 3 1 | 60703 | LAMAR 3 7 | 2 | Closed | Line | NO | 42.6 | 12.1 | 44.3 | 0 | 0 | 0.01 | 0.02
60697 | LAMAR 3 1 | 60703 | LAMAR 3 7 | 1 | Closed | Line | NO | 42.6 | 12.1 | 44.3 | 0 | 0 | 0.01 | 0.02
25843 | SANTA MARGARITA 1 1 | 25849 | SANTA MARGARITA 1 7 | 1 | Closed | Line | NO | 0 | 0 | 0 | 0 | 0 | 0 | 0
25843 | SANTA MARGARITA 1 1 | 25848 | SANTA MARGARITA 1 6 | 1 | Closed | Line | NO | 99.3 | -1.4 | 99.3 | 0 | 0 | 0.02 | 0.1
20418 | FORESTHILL 2 1 | 20422 | FORESTHILL 2 5 | 1 | Closed | Line | NO | 42.4 | -16.5 | 45.6 | 0 | 0 | 0.01 | 0.02
10508 | SNOQUALMIE 1 | 10511 | SNOQUALMIE 4 | 1 | Closed | Line | NO | 0 | 0 | 0 | 0 | 0 | 0 | 0
60683 | PLATTEVILLE 2 2 | 60693 | PLATTEVILLE 2 12 | 1 | Closed | Line | NO | -292 | 56.9 | 297.5 | 0 | 0 | 0.25 | 0.98
25840 | OXNARD 10 1 | 25842 | OXNARD 10 3 | 1 | Closed | Line | NO | 0 | 0 | 0 | 0 | 0 | 0 | 0
25840 | OXNARD 10 1 | 25841 | OXNARD 10 2 | 1 | Closed | Line | NO | 68.4 | 35 | 76.8 | 0 | 0 | 0.01 | 0.06
20415 | HORNBROOK 1 | 20417 | HORNBROOK 3 | 1 | Closed | Line | NO | 4.1 | 1.1 | 4.2 | 0 | 0 | 0 | 0
25836 | CARSON 5 1 | 25838 | CARSON 5 3 | 1 | Closed | Line | NO | 27.7 | 12.9 | 30.6 | 0 | 0 | 0 | 0.01
13002 | GOLD BEACH 1 | 13003 | GOLD BEACH 2 | 1 | Closed | Line | NO | 12.4 | 3.1 | 12.8 | 0 | 0 | 0 | 0
10508 | SNOQUALMIE 1 | 10510 | SNOQUALMIE 3 | 1 | Closed | Line | NO | -31.2 | -5.1 | 31.6 | 0 | 0 | 0 | 0.01
10245 | MOUNT VERNON 2 1 | 10246 | MOUNT VERNON 2 2 | 1 | Closed | Line | NO | -34.5 | -8.7 | 35.5 | 0 | 0 | 0 | 0.01
25827 | OXNARD 9 4 | 25828 | OXNARD 9 5 | 1 | Closed | TransformerWinding | YES | 0 | 0 | 0 | 75 | 0 | 0 | 0
60671 | FORT LUPTON 2 2 | 60673 | FORT LUPTON 2 4 | 1 | Closed | Line | NO | 197 | 96.5 | 219.4 | 0 | 0 | 0.1 | 0.49
10508 | SNOQUALMIE 1 | 10509 | SNOQUALMIE 2 | 1 | Closed | Line | NO | 31.2 | 5.1 | 31.6 | 0 | 0 | 0 | 0.01
60665 | LIMON 3 1 | 60669 | LIMON 3 5 | 1 | Closed | Line | NO | 181.8 | 91.8 | 203.7 | 0 | 0 | 0.09 | 0.39
25824 | OXNARD 9 1 | 25829 | OXNARD 9 6 | 1 | Closed | Transformer | YES | 0 | 0 | 0 | 1852.3 | 0 | 0 | 0
20405 | POLLOCK PINES 5 1 | 20409 | POLLOCK PINES 5 5 | 1 | Closed | Line | NO | 30.4 | -2.3 | 30.5 | 0 | 0 | 0 | 0.01
25822 | WRIGHTWOOD 1 | 25823 | WRIGHTWOOD 2 | 1 | Closed | Line | NO | -8.8 | -1.7 | 9 | 0 | 0 | 0 | 0
25820 | RIDGECREST 2 1 | 25821 | RIDGECREST 2 2 | 1 | Closed | Line | NO | 29.7 | 1.8 | 29.8 | 0 | 0 | 0 | 0.01
25816 | RIDGECREST 1 1 | 25819 | RIDGECREST 1 4 | 1 | Closed | Line | NO | -30.4 | -11.4 | 32.5 | 0 | 0 | 0 | 0.01
25816 | RIDGECREST 1 1 | 25818 | RIDGECREST 1 3 | 1 | Closed | Line | NO | 1.1 | 0.4 | 1.2 | 0 | 0 | 0 | 0
60648 | LIMON 2 1 | 60652 | LIMON 2 5 | 1 | Closed | Line | NO | 48.6 | -406.1 | 409 | 0 | 0 | 0.36 | 1.81
25816 | RIDGECREST 1 1 | 25817 | RIDGECREST 1 2 | 1 | Closed | Line | NO | 29.3 | 11 | 31.3 | 0 | 0 | 0 | 0.01
20400 | WOODLAND 5 1 | 20404 | WOODLAND 5 5 | 1 | Closed | Line | NO | -206.5 | -25.8 | 208.2 | 0 | 0 | 0.09 | 0.44
25811 | POMONA 6 1 | 25813 | POMONA 6 3 | 1 | Closed | Line | NO | -190.2 | -182.6 | 263.7 | 0 | 0 | 0.19 | 0.68
60641 | GROVER 2 | 60647 | GROVER 8 | 1 | Closed | Line | NO | 2 | 0.6 | 2.1 | 0 | 0 | 0 | 0
10506 | DUVALL 1 | 10507 | DUVALL 2 | 1 | Closed | Line | NO | 25.7 | 1.8 | 25.8 | 0 | 0 | 0 | 0.01
25807 | POMONA 4 1 | 25809 | POMONA 4 3 | 1 | Closed | Line | NO | -64.4 | -7.7 | 64.9 | 0 | 0 | 0.01 | 0.04
60635 | FOUNTAIN 3 2 | 60639 | FOUNTAIN 3 6 | 1 | Closed | Line | NO | 434.8 | -55.3 | 438.3 | 0 | 0 | 0.44 | 2.05
25807 | POMONA 4 1 | 25808 | POMONA 4 2 | 1 | Closed | Line | NO | 64.4 | 7.7 | 64.9 | 0 | 0 | 0.01 | 0.05
11074 | PATEROS 1 | 11078 | PATEROS 5 | 1 | Closed | Transformer | YES | 0 | 0 | 0 | 1287.5 | 0 | 0 | 0
25805 | POMONA 3 3 | 25806 | POMONA 3 4 | 1 | Closed | TransformerWinding | YES | 0 | 0 | 0 | 25 | 0 | 0 | 0
60627 | PEETZ 1 2 | 60630 | PEETZ 1 5 | 1 | Closed | Line | NO | -36.3 | -21 | 41.9 | 0 | 0 | 0 | 0.02
25800 | LA VERNE 1 1 | 25801 | LA VERNE 1 2 | 1 | Closed | Line | NO | 30.8 | 4.8 | 31.2 | 0 | 0 | 0 | 0.01
25798 | POMONA 2 1 | 25799 | POMONA 2 2 | 1 | Closed | Line | NO | -31.1 | -2.2 | 31.2 | 0 | 0 | 0 | 0.01
60619 | HOLYOKE 1 | 60620 | HOLYOKE 2 | 1 | Closed | Line | NO | 7.9 | 3.7 | 8.7 | 0 | 0 | 0 | 0
60617 | CHEYENNE WELLS 1 | 60618 | CHEYENNE WELLS 2 | 1 | Closed | Line | NO | -4.7 | -0.9 | 4.8 | 0 | 0 | 0 | 0
20387 | REDDING 8 1 | 20394 | REDDING 8 8 | 1 | Closed | Transformer | YES | 0 | 0 | 0 | 1253.3 | 0 | 0 | 0
25795 | POMONA 1 1 | 25797 | POMONA 1 3 | 1 | Closed | Line | NO | -31.1 | -6.9 | 31.8 | 0 | 0 | 0 | 0.01
25795 | POMONA 1 1 | 25796 | POMONA 1 2 | 1 | Closed | Line | NO | 31.1 | 6.9 | 31.8 | 0 | 0 | 0 | 0.01
60613 | YUMA 9 1 | 60614 | YUMA 9 2 | 1 | Closed | Line | NO | 15.7 | 3.6 | 16.1 | 0 | 0 | 0 | 0
60611 | SPRINGFIELD 6 1 | 60612 | SPRINGFIELD 6 2 | 1 | Closed | Line | NO | 6.1 | 0.9 | 6.2 | 0 | 0 | 0 | 0
60608 | LAS ANIMAS 1 | 60609 | LAS ANIMAS 2 | 1 | Closed | Line | NO | 14.8 | 4.8 | 15.6 | 0 | 0 | 0 | 0
60606 | AKRON 1 | 60607 | AKRON 2 | 1 | Closed | Line | NO | 6.7 | 1.3 | 6.8 | 0 | 0 | 0 | 0
25791 | PALMDALE 7 1 | 25792 | PALMDALE 7 2 | 1 | Closed | Line | NO | -16.1 | -2.3 | 16.2 | 0 | 0 | 0 | 0
60602 | BRUSH 1 1 | 60603 | BRUSH 1 2 | 1 | Closed | Line | NO | -20.7 | -11.8 | 23.8 | 0 | 0 | 0 | 0.01
25787 | DIAMOND BAR 1 1 | 25789 | DIAMOND BAR 1 3 | 1 | Closed | Line | NO | -41.8 | -2.8 | 41.9 | 0 | 0 | 0 | 0.02
60600 | LIMON 1 1 | 60601 | LIMON 1 2 | 1 | Closed | Line | NO | 8.7 | 2.1 | 8.9 | 0 | 0 | 0 | 0
25787 | DIAMOND BAR 1 1 | 25788 | DIAMOND BAR 1 2 | 1 | Closed | Line | NO | 41.8 | 2.8 | 41.9 | 0 | 0 | 0 | 0.02
20385 | MEADOW VALLEY 2 1 | 20386 | MEADOW VALLEY 2 2 | 1 | Closed | Line | NO | 39.6 | 18.8 | 43.9 | 0 | 0 | 0 | 0.02
10242 | SEATTLE 8 1 | 10243 | SEATTLE 8 2 | 1 | Closed | Line | NO | 45.7 | 5.6 | 46 | 0 | 0 | 0 | 0.02
60591 | YODER 1 | 60592 | YODER 2 | 1 | Closed | Line | NO | 5.4 | 1.2 | 5.5 | 0 | 0 | 0 | 0
60584 | KEENESBURG 1 1 | 60585 | KEENESBURG 1 2 | 1 | Closed | Line | NO | 7.8 | 2.5 | 8.2 | 0 | 0 | 0 | 0
25781 | WALNUT 1 1 | 25782 | WALNUT 1 2 | 1 | Closed | Line | NO | 38.8 | 8.7 | 39.7 | 0 | 0 | 0 | 0.02
60580 | PUEBLO 11 1 | 60582 | PUEBLO 11 3 | 1 | Closed | Line | NO | -32.7 | -5.4 | 33.2 | 0 | 0 | 0 | 0.01
20379 | STRAWBERRY VALLEY 4 1 | 20381 | STRAWBERRY VALLEY 4 3 | 1 | Closed | Line | NO | 88.9 | 1.9 | 89 | 0 | 0 | 0.02 | 0.08
60580 | PUEBLO 11 1 | 60581 | PUEBLO 11 2 | 1 | Closed | Line | NO | 32.7 | 5.4 | 33.2 | 0 | 0 | 0 | 0.01
60577 | TRINIDAD 1 | 60578 | TRINIDAD 2 | 1 | Closed | Line | NO | -33 | -1.8 | 33 | 0 | 0 | 0 | 0.01
25779 | GLENDORA 1 1 | 25780 | GLENDORA 1 2 | 1 | Closed | Line | NO | -22.8 | -5 | 23.4 | 0 | 0 | 0 | 0.01
25776 | LANCASTER 6 3 | 25777 | LANCASTER 6 4 | 1 | Closed | TransformerWinding | YES | 0 | 0 | 0 | 150 | 0 | 0 | 0
60574 | PUEBLO 9 1 | 60575 | PUEBLO 9 2 | 1 | Closed | Line | NO | 39.7 | 14.7 | 42.3 | 0 | 0 | 0 | 0.02
60569 | AULT 1 | 60572 | AULT 4 | 1 | Closed | Line | NO | 0 | 0 | 0 | 0 | 0 | 0 | 0
60569 | AULT 1 | 60571 | AULT 3 | 1 | Closed | Line | NO | 12.3 | 1.8 | 12.4 | 0 | 0 | 0 | 0
25774 | LANCASTER 6 1 | 25778 | LANCASTER 6 5 | 1 | Closed | Line | NO | 64.9 | 18.4 | 67.4 | 0 | 0 | 0.01 | 0.05
60569 | AULT 1 | 60570 | AULT 2 | 1 | Closed | Line | NO | -12.3 | -1.8 | 12.4 | 0 | 0 | 0 | 0
60563 | EATON 1 | 60565 | EATON 3 | 1 | Closed | Line | NO | 19.5 | 2.6 | 19.6 | 0 | 0 | 0 | 0
60563 | EATON 1 | 60564 | EATON 2 | 1 | Closed | Line | NO | -19.5 | -2.6 | 19.6 | 0 | 0 | 0 | 0
60561 | COLORADO SPRINGS 32 1 | 60562 | COLORADO SPRINGS 32 2 | 1 | Closed | Line | NO | 19.1 | 6 | 20 | 0 | 0 | 0 | 0
60558 | PARKER 5 1 | 60559 | PARKER 5 2 | 1 | Closed | Line | NO | 38.7 | 9.5 | 39.9 | 0 | 0 | 0 | 0.02
20374 | MEADOW VALLEY 1 1 | 20378 | MEADOW VALLEY 1 5 | 1 | Closed | Line | NO | 35.7 | -353.9 | 355.7 | 0 | 0 | 0.3 | 1.35
25767 | AZUSA 2 1 | 25772 | AZUSA 2 6 | 1 | Closed | Line | NO | 0 | 0 | 0 | 0 | 0 | 0 | 0
11063 | TOUCHET 1 | 11066 | TOUCHET 4 | 1 | Closed | Line | NO | 58.8 | 13.7 | 60.4 | 0 | 0 | 0.01 | 0.04
25767 | AZUSA 2 1 | 25771 | AZUSA 2 5 | 1 | Closed | Line | NO | -185.9 | 3.3 | 185.9 | 0 | 0 | 0.09 | 0.38
60553 | GREELEY 4 1 | 60556 | GREELEY 4 4 | 1 | Closed | Line | NO | -73.6 | -4.8 | 73.8 | 0 | 0 | 0.01 | 0.06
20374 | MEADOW VALLEY 1 1 | 20376 | MEADOW VALLEY 1 3 | 1 | Closed | Transformer | YES | 0 | 0 | 0 | 349.2 | 0 | 0 | 0
25765 | AZUSA 1 1 | 25766 | AZUSA 1 2 | 1 | Closed | Line | NO | -53.7 | -10 | 54.7 | 0 | 0 | 0.01 | 0.03
60546 | DENVER 54 1 | 60547 | DENVER 54 2 | 1 | Closed | Line | NO | -60.9 | -7.2 | 61.3 | 0 | 0 | 0.01 | 0.04
20372 | BROWNS VALLEY 1 | 20373 | BROWNS VALLEY 2 | 1 | Closed | Line | NO | 50.6 | 24.6 | 56.3 | 0 | 0 | 0.01 | 0.03
25761 | WEST COVINA 6 3 | 25762 | WEST COVINA 6 4 | 1 | Closed | TransformerWinding | YES | 0 | 0 | 0 | 111.3 | 0 | 0 | 0
60543 | COLORADO SPRINGS 29 1 | 60544 | COLORADO SPRINGS 29 2 | 1 | Closed | Line | NO | 34.5 | 3.2 | 34.7 | 0 | 0 | 0 | 0.01
60537 | AURORA 16 1 | 60541 | AURORA 16 5 | 1 | Closed | Line | NO | -53.8 | -22.2 | 58.2 | 0 | 0 | 0.01 | 0.04
25755 | WEST COVINA 5 1 | 25758 | WEST COVINA 5 4 | 1 | Closed | Line | NO | 0 | 0 | 0 | 0 | 0 | 0 | 0
60532 | FRANKTOWN 1 | 60534 | FRANKTOWN 3 | 1 | Closed | Line | NO | -10.2 | -1.6 | 10.4 | 0 | 0 | 0 | 0
60532 | FRANKTOWN 1 | 60533 | FRANKTOWN 2 | 1 | Closed | Line | NO | 10.2 | 1.6 | 10.4 | 0 | 0 | 0 | 0
25755 | WEST COVINA 5 1 | 25757 | WEST COVINA 5 3 | 1 | Closed | Line | NO | -29.2 | -9.1 | 30.6 | 0 | 0 | 0 | 0.01
60530 | PUEBLO 6 1 | 60531 | PUEBLO 6 2 | 1 | Closed | Line | NO | 33.2 | 10.3 | 34.8 | 0 | 0 | 0 | 0.01
25755 | WEST COVINA 5 1 | 25756 | WEST COVINA 5 2 | 1 | Closed | Line | NO | 29.2 | 9.1 | 30.6 | 0 | 0 | 0 | 0.01
60528 | PUEBLO 5 1 | 60529 | PUEBLO 5 2 | 1 | Closed | Line | NO | 37.6 | 16.8 | 41.2 | 0 | 0 | 0 | 0.02
60525 | COLORADO SPRINGS 25 1 | 60526 | COLORADO SPRINGS 25 2 | 1 | Closed | Line | NO | -33.9 | -9.9 | 35.4 | 0 | 0 | 0 | 0.01
25750 | WEST COVINA 3 1 | 25751 | WEST COVINA 3 2 | 1 | Closed | Line | NO | -27.8 | -5.1 | 28.2 | 0 | 0 | 0 | 0.01
60519 | BRIGHTON 5 1 | 60520 | BRIGHTON 5 2 | 1 | Closed | Line | NO | -31.1 | -7.9 | 32.1 | 0 | 0 | 0 | 0.01
60516 | COLORADO SPRINGS 21 1 | 60517 | COLORADO SPRINGS 21 2 | 1 | Closed | Line | NO | 38.1 | 15.2 | 41 | 0 | 0 | 0 | 0.02
25745 | LA PUENTE 3 1 | 25746 | LA PUENTE 3 2 | 1 | Closed | Line | NO | 51 | 14.8 | 53.1 | 0 | 0 | 0.01 | 0.03
25740 | LA HABRA 2 1 | 25742 | LA HABRA 2 3 | 1 | Closed | Line | NO | -60.9 | -29.2 | 67.5 | 0 | 0 | 0.01 | 0.05
60508 | COLORADO SPRINGS 19 1 | 60509 | COLORADO SPRINGS 19 2 | 1 | Closed | Line | NO | -64.4 | -13.6 | 65.8 | 0 | 0 | 0.01 | 0.04
25740 | LA HABRA 2 1 | 25741 | LA HABRA 2 2 | 1 | Closed | Line | NO | 60.9 | 29.2 | 67.5 | 0 | 0 | 0.01 | 0.05
11054 | FORD 2 1 | 11055 | FORD 2 2 | 1 | Closed | Line | NO | 18.7 | 9.2 | 20.9 | 0 | 0 | 0 | 0
10496 | ARLINGTON 2 1 | 10497 | ARLINGTON 2 2 | 1 | Closed | Line | NO | 49 | 16.4 | 51.7 | 0 | 0 | 0.01 | 0.03
60502 | COLORADO SPRINGS 16 1 | 60503 | COLORADO SPRINGS 16 2 | 1 | Closed | Line | NO | 38.4 | 13.6 | 40.8 | 0 | 0 | 0 | 0.02
20361 | RIO VISTA 2 1 | 20364 | RIO VISTA 2 4 | 1 | Closed | Line | NO | -148.4 | -35.5 | 152.6 | 0 | 0 | 0.06 | 0.22
25734 | BALDWIN PARK 2 1 | 25735 | BALDWIN PARK 2 2 | 1 | Closed | Line | NO | 72.6 | 24.6 | 76.6 | 0 | 0 | 0.01 | 0.06
60496 | PARKER 2 1 | 60497 | PARKER 2 2 | 1 | Closed | Line | NO | 71.6 | 9.8 | 72.3 | 0 | 0 | 0.01 | 0.06
25731 | BALDWIN PARK 1 1 | 25733 | BALDWIN PARK 1 3 | 1 | Closed | Line | NO | -69.5 | -22.5 | 73.1 | 0 | 0 | 0.01 | 0.05
60491 | COLORADO SPRINGS 13 1 | 60493 | COLORADO SPRINGS 13 3 | 1 | Closed | Line | NO | -59.1 | -23.5 | 63.6 | 0 | 0 | 0.01 | 0.04
60491 | COLORADO SPRINGS 13 1 | 60492 | COLORADO SPRINGS 13 2 | 1 | Closed | Line | NO | 59.1 | 23.5 | 63.6 | 0 | 0 | 0.01 | 0.04
25731 | BALDWIN PARK 1 1 | 25732 | BALDWIN PARK 1 2 | 1 | Closed | Line | NO | 69.5 | 22.5 | 73.1 | 0 | 0 | 0.01 | 0.06
20358 | WENDEL 1 | 20360 | WENDEL 3 | 1 | Closed | Line | NO | -2.9 | -0.3 | 2.9 | 0 | 0 | 0 | 0
60484 | AURORA 8 1 | 60485 | AURORA 8 2 | 1 | Closed | Line | NO | -44.6 | -5.5 | 44.9 | 0 | 0 | 0 | 0.02
25724 | LA PUENTE 1 1 | 25725 | LA PUENTE 1 2 | 1 | Closed | Line | NO | 27.4 | 5.3 | 27.9 | 0 | 0 | 0 | 0.01
20353 | BIG BEND 1 1 | 20354 | BIG BEND 1 2 | 1 | Closed | Line | NO | 79.9 | -5.1 | 80 | 0 | 0 | 0.01 | 0.07
10239 | SEATTLE 6 1 | 10240 | SEATTLE 6 2 | 1 | Closed | Line | NO | -50 | -9.8 | 51 | 0 | 0 | 0.01 | 0.03
25721 | MONROVIA 2 1 | 25722 | MONROVIA 2 2 | 1 | Closed | Line | NO | 59.4 | 28.8 | 66 | 0 | 0 | 0.01 | 0.05
60479 | COMMERCE CITY 2 1 | 60480 | COMMERCE CITY 2 2 | 1 | Closed | Line | NO | -55.5 | -15.1 | 57.5 | 0 | 0 | 0.01 | 0.03
25719 | MONROVIA 1 1 | 25720 | MONROVIA 1 2 | 1 | Closed | Line | NO | -36.5 | -4.4 | 36.8 | 0 | 0 | 0 | 0.02
10493 | STEVENSON 1 | 10494 | STEVENSON 2 | 1 | Closed | Line | NO | 9.5 | 1.4 | 9.6 | 0 | 0 | 0 | 0
20343 | AUBURN 9 1 | 20346 | AUBURN 9 4 | 1 | Closed | Line | NO | 23.2 | 8.8 | 24.8 | 0 | 0 | 0 | 0.01
60465 | COLORADO SPRINGS 9 1 | 60466 | COLORADO SPRINGS 9 2 | 1 | Closed | Line | NO | -34.8 | -14.3 | 37.6 | 0 | 0 | 0 | 0.01
20343 | AUBURN 9 1 | 20345 | AUBURN 9 3 | 1 | Closed | Transformer | YES | 0 | 0 | 0 | 21.3 | 0 | 0 | 0
10490 | MAPLE VALLEY 1 1 | 10491 | MAPLE VALLEY 1 2 | 1 | Closed | Line | NO | 45.3 | 10 | 46.4 | 0 | 0 | 0 | 0.02
25710 | PALMDALE 5 1 | 25711 | PALMDALE 5 2 | 1 | Closed | Line | NO | 34.3 | 16.3 | 38 | 0 | 0 | 0 | 0.02
20341 | ROSEVILLE 7 3 | 20342 | ROSEVILLE 7 4 | 1 | Closed | TransformerWinding | YES | 0 | 0 | 0 | 100 | 0 | 0 | 0
60453 | COLORADO SPRINGS 7 1 | 60454 | COLORADO SPRINGS 7 2 | 1 | Closed | Line | NO | 42.3 | 9.2 | 43.3 | 0 | 0 | 0 | 0.02
60450 | DENVER 52 1 | 60451 | DENVER 52 2 | 1 | Closed | Line | NO | -52.7 | -2.1 | 52.7 | 0 | 0 | 0.01 | 0.03
25706 | ARCADIA 4 1 | 25707 | ARCADIA 4 2 | 1 | Closed | Line | NO | 28.5 | 6.2 | 29.2 | 0 | 0 | 0 | 0.01
60443 | COLORADO SPRINGS 6 1 | 60447 | COLORADO SPRINGS 6 5 | 1 | Closed | Line | NO | -35.7 | -3.8 | 35.9 | 0 | 0 | 0 | 0.01
60825 | BOULDER 10 1 | 60826 | BOULDER 10 2 | 1 | Closed | Line | NO | 92.7 | -10.3 | 93.3 | 0 | 0 | 0.02 | 0.09
20337 | POLLOCK PINES 3 3 | 20338 | POLLOCK PINES 3 4 | 1 | Closed | TransformerWinding | YES | 0 | 0 | 0 | 100 | 0 | 0 | 0
60441 | COLORADO SPRINGS 5 1 | 60442 | COLORADO SPRINGS 5 2 | 1 | Closed | Line | NO | 35.6 | 15.6 | 38.9 | 0 | 0 | 0 | 0.02
25703 | WHITTIER 3 1 | 25704 | WHITTIER 3 2 | 1 | Closed | Line | NO | 28.8 | 14.7 | 32.3 | 0 | 0 | 0 | 0.01
60434 | ENGLEWOOD 6 1 | 60438 | ENGLEWOOD 6 5 | 1 | Closed | Line | NO | 0 | 0 | 0 | 0 | 0 | 0 | 0
60434 | ENGLEWOOD 6 1 | 60437 | ENGLEWOOD 6 4 | 1 | Closed | Line | NO | 0 | 0 | 0 | 0 | 0 | 0 | 0
60434 | ENGLEWOOD 6 1 | 60436 | ENGLEWOOD 6 3 | 1 | Closed | Line | NO | -38 | -17 | 41.6 | 0 | 0 | 0 | 0.02
60434 | ENGLEWOOD 6 1 | 60435 | ENGLEWOOD 6 2 | 1 | Closed | Line | NO | 38 | 17 | 41.6 | 0 | 0 | 0.01 | 0.02
25700 | CYPRESS 2 1 | 25701 | CYPRESS 2 2 | 1 | Closed | Line | NO | 43.2 | 11.1 | 44.6 | 0 | 0 | 0.01 | 0.02
10027 | SEQUIM 1 1 | 10028 | SEQUIM 1 2 | 1 | Closed | Line | NO | 32.2 | 12.7 | 34.7 | 0 | 0 | 0 | 0.01
60427 | COLORADO SPRINGS 4 1 | 60429 | COLORADO SPRINGS 4 3 | 1 | Closed | Line | NO | -51.7 | -14 | 53.5 | 0 | 0 | 0.01 | 0.03
60427 | COLORADO SPRINGS 4 1 | 60428 | COLORADO SPRINGS 4 2 | 1 | Closed | Line | NO | 51.7 | 14 | 53.5 | 0 | 0 | 0.01 | 0.03
25696 | ARCADIA 2 1 | 25697 | ARCADIA 2 2 | 1 | Closed | Line | NO | 30.7 | 8.3 | 31.8 | 0 | 0 | 0 | 0.01
25691 | TEMPLE CITY 2 1 | 25692 | TEMPLE CITY 2 2 | 1 | Closed | Line | NO | -30.9 | -3.1 | 31.1 | 0 | 0 | 0 | 0.01
20331 | YUBA CITY 5 1 | 20334 | YUBA CITY 5 4 | 1 | Closed | Line | NO | 64.2 | -13 | 65.5 | 0 | 0 | 0.01 | 0.04
25688 | SANTA FE SPRINGS 1 | 25689 | SANTA FE SPRINGS 2 | 1 | Closed | Line | NO | 26.8 | 9.9 | 28.5 | 0 | 0 | 0 | 0.01
60415 | DENVER 46 1 | 60416 | DENVER 46 2 | 1 | Closed | Line | NO | 19.7 | 4 | 20.1 | 0 | 0 | 0 | 0
20331 | YUBA CITY 5 1 | 20333 | YUBA CITY 5 3 | 1 | Closed | Line | NO | 1.4 | 0.3 | 1.4 | 0 | 0 | 0 | 0
60412 | WINDSOR 3 1 | 60413 | WINDSOR 3 2 | 1 | Closed | Line | NO | -57.5 | -16 | 59.7 | 0 | 0 | 0.01 | 0.04
60409 | DENVER 45 1 | 60410 | DENVER 45 2 | 1 | Closed | Line | NO | 45.7 | 9.5 | 46.7 | 0 | 0 | 0 | 0.02
10235 | SEATTLE 5 1 | 10236 | SEATTLE 5 2 | 1 | Closed | Line | NO | 37.6 | 13.3 | 39.9 | 0 | 0 | 0 | 0.02
60405 | COLORADO SPRINGS 1 1 | 60406 | COLORADO SPRINGS 1 2 | 1 | Closed | Line | NO | 49.4 | 17.3 | 52.3 | 0 | 0 | 0.01 | 0.03
60403 | DENVER 44 1 | 60404 | DENVER 44 2 | 1 | Closed | Line | NO | -82.9 | -33.7 | 89.5 | 0 | 0 | 0.02 | 0.08
60399 | BRIGHTON 1 1 | 60401 | BRIGHTON 1 3 | 1 | Closed | Line | NO | -36 | -6.6 | 36.6 | 0 | 0 | 0 | 0.01
60399 | BRIGHTON 1 1 | 60400 | BRIGHTON 1 2 | 1 | Closed | Line | NO | 36 | 6.6 | 36.6 | 0 | 0 | 0 | 0.01
60397 | DENVER 43 1 | 60398 | DENVER 43 2 | 1 | Closed | Line | NO | -43.6 | -3.4 | 43.7 | 0 | 0 | 0.01 | 0.02
25681 | LAKEWOOD 9 1 | 25683 | LAKEWOOD 9 3 | 1 | Closed | Line | NO | -36.7 | -3.2 | 36.8 | 0 | 0 | 0 | 0.02
25681 | LAKEWOOD 9 1 | 25682 | LAKEWOOD 9 2 | 1 | Closed | Line | NO | 36.7 | 3.2 | 36.8 | 0 | 0 | 0 | 0.01
60394 | DENVER 41 1 | 60395 | DENVER 41 2 | 1 | Closed | Line | NO | 55.2 | 11.7 | 56.4 | 0 | 0 | 0.01 | 0.04
25678 | ARTESIA 1 | 25680 | ARTESIA 3 | 1 | Closed | Line | NO | -29.9 | -7.3 | 30.8 | 0 | 0 | 0 | 0.01
25678 | ARTESIA 1 | 25679 | ARTESIA 2 | 1 | Closed | Line | NO | 29.9 | 7.3 | 30.8 | 0 | 0 | 0 | 0.01
60385 | DENVER 37 1 | 60387 | DENVER 37 3 | 1 | Closed | Line | NO | -243.2 | -162.2 | 292.4 | 0 | 0 | 0.17 | 0.94
60383 | DENVER 36 1 | 60384 | DENVER 36 2 | 1 | Closed | Line | NO | 56 | 8.8 | 56.6 | 0 | 0 | 0.01 | 0.03
60380 | THORNTON 2 1 | 60381 | THORNTON 2 2 | 1 | Closed | Line | NO | 41.3 | 20.1 | 45.9 | 0 | 0 | 0.01 | 0.02
60378 | THORNTON 1 1 | 60379 | THORNTON 1 2 | 1 | Closed | Line | NO | 41.3 | 12.9 | 43.2 | 0 | 0 | 0 | 0.02
25668 | ROSEMEAD 2 3 | 25669 | ROSEMEAD 2 4 | 1 | Closed | TransformerWinding | YES | 0 | 0 | 0 | 50.2 | 0 | 0 | 0
60374 | LITTLETON 14 1 | 60376 | LITTLETON 14 3 | 1 | Closed | Line | NO | 38.7 | 8.8 | 39.7 | 0 | 0 | 0 | 0.02
60374 | LITTLETON 14 1 | 60375 | LITTLETON 14 2 | 1 | Closed | Line | NO | -38.7 | -8.8 | 39.7 | 0 | 0 | 0 | 0.02
25667 | ROSEMEAD 2 2 | 25669 | ROSEMEAD 2 4 | 1 | Closed | TransformerWinding | YES | 0 | 0 | 0 | 50.2 | 0 | 0 | 0
25666 | ROSEMEAD 2 1 | 25671 | ROSEMEAD 2 6 | 1 | Closed | Line | NO | -55.9 | -27.2 | 62.2 | 0 | 0 | 0.01 | 0.04
25666 | ROSEMEAD 2 1 | 25670 | ROSEMEAD 2 5 | 1 | Closed | Line | NO | 55.9 | 27.2 | 62.2 | 0 | 0 | 0.01 | 0.04
25666 | ROSEMEAD 2 1 | 25669 | ROSEMEAD 2 4 | 1 | Closed | TransformerWinding | YES | 0 | 0 | 0 | 100.4 | 0 | 0 | 0
60366 | LITTLETON 13 1 | 60368 | LITTLETON 13 3 | 1 | Closed | Line | NO | -51.6 | -21.5 | 55.9 | 0 | 0 | 0.01 | 0.03
25661 | PICO RIVERA 2 1 | 25662 | PICO RIVERA 2 2 | 1 | Closed | Line | NO | 56.6 | 6.7 | 57 | 0 | 0 | 0.01 | 0.03
60366 | LITTLETON 13 1 | 60367 | LITTLETON 13 2 | 1 | Closed | Line | NO | 51.6 | 21.5 | 55.9 | 0 | 0 | 0.01 | 0.03
60363 | DENVER 32 1 | 60364 | DENVER 32 2 | 1 | Closed | Line | NO | 44.1 | 2.8 | 44.2 | 0 | 0 | 0.01 | 0.02
20317 | MONTGOMERY CREEK 1 2 | 20322 | MONTGOMERY CREEK 1 7 | 1 | Closed | Line | NO | 378.1 | 179 | 418.4 | 0 | 0 | 0.45 | 1.78
11035 | LONGVIEW 4 1 | 11036 | LONGVIEW 4 2 | 1 | Closed | Line | NO | 22.6 | 0 | 22.6 | 0 | 0 | 0 | 0.01
60360 | DENVER 30 1 | 60361 | DENVER 30 2 | 1 | Closed | Line | NO | -38 | -3.8 | 38.2 | 0 | 0 | 0 | 0.02
60357 | ENGLEWOOD 2 1 | 60359 | ENGLEWOOD 2 3 | 1 | Closed | Line | NO | -53.5 | -18.7 | 56.6 | 0 | 0 | 0.01 | 0.04
60357 | ENGLEWOOD 2 1 | 60358 | ENGLEWOOD 2 2 | 1 | Closed | Line | NO | 53.5 | 18.7 | 56.6 | 0 | 0 | 0.01 | 0.04
25654 | MONTEBELLO 1 1 | 25656 | MONTEBELLO 1 3 | 1 | Closed | Line | NO | -56.3 | -17 | 58.8 | 0 | 0 | 0.01 | 0.03
25654 | MONTEBELLO 1 1 | 25655 | MONTEBELLO 1 2 | 1 | Closed | Line | NO | 56.3 | 17 | 58.8 | 0 | 0 | 0.01 | 0.03
20316 | MONTGOMERY CREEK 1 1 | 20321 | MONTGOMERY CREEK 1 6 | 1 | Closed | Line | NO | -205.7 | -908.6 | 931.6 | 0 | 0 | 1.61 | 9.27
60354 | DENVER 29 1 | 60356 | DENVER 29 3 | 1 | Closed | Line | NO | 56 | 5.6 | 56.3 | 0 | 0 | 0.01 | 0.03
25652 | LONG BEACH 23 1 | 25653 | LONG BEACH 23 2 | 1 | Closed | Line | NO | 34.4 | 13.4 | 36.9 | 0 | 0 | 0 | 0.01
60352 | DENVER 28 1 | 60353 | DENVER 28 2 | 1 | Closed | Line | NO | 46.6 | 1.5 | 46.6 | 0 | 0 | 0.01 | 0.03
60348 | DENVER 27 1 | 60351 | DENVER 27 4 | 1 | Closed | Line | NO | 0 | 0 | 0 | 0 | 0 | 0 | 0
60348 | DENVER 27 1 | 60350 | DENVER 27 3 | 1 | Closed | Line | NO | -49 | -6.5 | 49.4 | 0 | 0 | 0.01 | 0.03
60348 | DENVER 27 1 | 60349 | DENVER 27 2 | 1 | Closed | Line | NO | 49 | 6.5 | 49.4 | 0 | 0 | 0.01 | 0.02
20311 | CAMINO 4 | 20312 | CAMINO 5 | 1 | Closed | TransformerWinding | YES | 0 | 0 | 0 | 150 | 0 | 0 | 0
11027 | FERNDALE 2 1 | 11034 | FERNDALE 2 8 | 1 | Closed | Line | NO | 239.1 | -184.9 | 302.2 | 0 | 0 | 0.21 | 0.98
60344 | DENVER 25 1 | 60346 | DENVER 25 3 | 1 | Closed | Line | NO | -33.7 | -3.6 | 33.9 | 0 | 0 | 0 | 0.01
60344 | DENVER 25 1 | 60345 | DENVER 25 2 | 1 | Closed | Line | NO | 33.7 | 3.6 | 33.9 | 0 | 0 | 0 | 0.01
10481 | SAMMAMISH 2 1 | 10482 | SAMMAMISH 2 2 | 1 | Closed | Line | NO | 30.9 | 2.3 | 31 | 0 | 0 | 0 | 0.01
60339 | DENVER 22 1 | 60340 | DENVER 22 2 | 1 | Closed | Line | NO | 40.8 | 13.1 | 42.9 | 0 | 0 | 0 | 0.02
25647 | LAKEWOOD 8 1 | 25650 | LAKEWOOD 8 4 | 1 | Closed | Line | NO | 0 | 0 | 0 | 0 | 0 | 0 | 0
25647 | LAKEWOOD 8 1 | 25649 | LAKEWOOD 8 3 | 1 | Closed | Line | NO | -25.1 | -4.1 | 25.5 | 0 | 0 | 0 | 0.01
25647 | LAKEWOOD 8 1 | 25648 | LAKEWOOD 8 2 | 1 | Closed | Line | NO | 25.1 | 4.1 | 25.5 | 0 | 0 | 0 | 0.01
60334 | LITTLETON 11 1 | 60335 | LITTLETON 11 2 | 1 | Closed | Line | NO | -35.1 | -14.7 | 38.1 | 0 | 0 | 0 | 0.02
60331 | DENVER 20 1 | 60332 | DENVER 20 2 | 1 | Closed | Line | NO | 49.1 | 11.8 | 50.5 | 0 | 0 | 0.01 | 0.03
25644 | LONG BEACH 20 1 | 25645 | LONG BEACH 20 2 | 1 | Closed | Line | NO | 35.8 | 1.7 | 35.8 | 0 | 0 | 0 | 0.01
20308 | CAMINO 1 | 20313 | CAMINO 6 | 1 | Closed | Transformer | YES | 0 | 0 | 0 | 1311.8 | 0 | 0 | 0
60324 | DENVER 17 1 | 60325 | DENVER 17 2 | 1 | Closed | Line | NO | 41.1 | 17.8 | 44.7 | 0 | 0 | 0 | 0.02
10233 | SEATTLE 4 1 | 10234 | SEATTLE 4 2 | 1 | Closed | Line | NO | 37.6 | 3.8 | 37.8 | 0 | 0 | 0 | 0.02
60320 | DENVER 16 1 | 60323 | DENVER 16 4 | 1 | Closed | Line | NO | 0 | 0 | 0 | 0 | 0 | 0 | 0
60320 | DENVER 16 1 | 60322 | DENVER 16 3 | 1 | Closed | Line | NO | -40.9 | -12.8 | 42.9 | 0 | 0 | 0 | 0.02
25639 | PALMDALE 3 1 | 25641 | PALMDALE 3 3 | 1 | Closed | Line | NO | 67.4 | 24.9 | 71.9 | 0 | 0 | 0.01 | 0.05
60320 | DENVER 16 1 | 60321 | DENVER 16 2 | 1 | Closed | Line | NO | 40.9 | 12.8 | 42.9 | 0 | 0 | 0.01 | 0.02
25637 | PASADENA 4 1 | 25638 | PASADENA 4 2 | 1 | Closed | Line | NO | 33.1 | 11.2 | 34.9 | 0 | 0 | 0 | 0.01
11012 | GRAND COULEE 2 | 11026 | GRAND COULEE 16 | 1 | Closed | Line | NO | 285.5 | -109.2 | 305.7 | 0 | 0 | 0.24 | 0.98
60316 | ERIE 1 | 60318 | ERIE 3 | 1 | Closed | Line | NO | 62.5 | 15.2 | 64.4 | 0 | 0 | 0.01 | 0.04
60316 | ERIE 1 | 60317 | ERIE 2 | 1 | Closed | Line | NO | -62.5 | -15.2 | 64.4 | 0 | 0 | 0.01 | 0.04
25635 | BELLFLOWER 2 1 | 25636 | BELLFLOWER 2 2 | 1 | Closed | Line | NO | -46 | -12 | 47.5 | 0 | 0 | 0 | 0.02
60313 | FORT COLLINS 7 1 | 60314 | FORT COLLINS 7 2 | 1 | Closed | Line | NO | 41.2 | 6.6 | 41.7 | 0 | 0 | 0 | 0.02
10478 | SAMMAMISH 1 1 | 10480 | SAMMAMISH 1 3 | 1 | Closed | Line | NO | -30.9 | -10.8 | 32.7 | 0 | 0 | 0 | 0.01
25629 | ALHAMBRA 2 1 | 25631 | ALHAMBRA 2 3 | 1 | Closed | Line | NO | -47.5 | -21.4 | 52.1 | 0 | 0 | 0.01 | 0.03
25629 | ALHAMBRA 2 1 | 25630 | ALHAMBRA 2 2 | 1 | Closed | Line | NO | 47.5 | 21.4 | 52.1 | 0 | 0 | 0.01 | 0.03
25625 | DOWNEY 3 1 | 25627 | DOWNEY 3 3 | 1 | Closed | Line | NO | 0 | 0 | 0 | 0 | 0 | 0 | 0
10478 | SAMMAMISH 1 1 | 10479 | SAMMAMISH 1 2 | 1 | Closed | Line | NO | 30.9 | 10.8 | 32.7 | 0 | 0 | 0 | 0.01
25625 | DOWNEY 3 1 | 25626 | DOWNEY 3 2 | 1 | Closed | Line | NO | -38.2 | -6.4 | 38.7 | 0 | 0 | 0 | 0.02
20296 | MAXWELL 1 | 20303 | MAXWELL 8 | 1 | Closed | Line | NO | 577.4 | -206.8 | 613.3 | 0 | 0 | 0.93 | 3.94
60298 | WESTMINSTER 6 1 | 60300 | WESTMINSTER 6 3 | 1 | Closed | Line | NO | -39.9 | -7.6 | 40.6 | 0 | 0 | 0 | 0.02
60298 | WESTMINSTER 6 1 | 60299 | WESTMINSTER 6 2 | 1 | Closed | Line | NO | 39.9 | 7.6 | 40.6 | 0 | 0 | 0 | 0.02
25622 | LONG BEACH 19 1 | 25623 | LONG BEACH 19 2 | 1 | Closed | Line | NO | 28.8 | 3.5 | 29 | 0 | 0 | 0 | 0.01
60296 | WESTMINSTER 5 1 | 60297 | WESTMINSTER 5 2 | 1 | Closed | Line | NO | 44.1 | 5.5 | 44.5 | 0 | 0 | 0 | 0.02
60293 | DENVER 12 1 | 60294 | DENVER 12 2 | 1 | Closed | Line | NO | 41.9 | 7.4 | 42.6 | 0 | 0 | 0 | 0.02
25617 | PASADENA 2 1 | 25618 | PASADENA 2 2 | 1 | Closed | Line | NO | 97.8 | 23.2 | 100.5 | 0 | 0 | 0.02 | 0.11
60290 | WELLINGTON 3 1 | 60291 | WELLINGTON 3 2 | 1 | Closed | Line | NO | 23.6 | 11.2 | 26.1 | 0 | 0 | 0 | 0.01
25614 | DOWNEY 2 1 | 25616 | DOWNEY 2 3 | 1 | Closed | Line | NO | 0 | 0 | 0 | 0 | 0 | 0 | 0
60287 | LOVELAND 4 1 | 60289 | LOVELAND 4 3 | 1 | Closed | Line | NO | 57.1 | 7.8 | 57.6 | 0 | 0 | 0.01 | 0.03
25614 | DOWNEY 2 1 | 25615 | DOWNEY 2 2 | 1 | Closed | Line | NO | -67.1 | -36.3 | 76.3 | 0 | 0 | 0.01 | 0.07
60284 | LITTLETON 7 1 | 60285 | LITTLETON 7 2 | 1 | Closed | Line | NO | 26.5 | 5.2 | 27 | 0 | 0 | 0 | 0.01
25612 | DOWNEY 1 1 | 25613 | DOWNEY 1 2 | 1 | Closed | Line | NO | 68.7 | 21.5 | 71.9 | 0 | 0 | 0.01 | 0.05
25610 | MONTEREY PARK 1 | 25611 | MONTEREY PARK 2 | 1 | Closed | Line | NO | 29.5 | 7.9 | 30.5 | 0 | 0 | 0 | 0.01
60281 | ARVADA 8 1 | 60283 | ARVADA 8 3 | 1 | Closed | Line | NO | -46 | -12.8 | 47.7 | 0 | 0 | 0.01 | 0.03
60281 | ARVADA 8 1 | 60282 | ARVADA 8 2 | 1 | Closed | Line | NO | 46 | 12.8 | 47.7 | 0 | 0 | 0.01 | 0.02
60279 | ARVADA 7 1 | 60280 | ARVADA 7 2 | 1 | Closed | Line | NO | 46 | 9.3 | 46.9 | 0 | 0 | 0.01 | 0.03
60274 | DENVER 10 1 | 60278 | DENVER 10 5 | 1 | Closed | Line | NO | -97.1 | 0.8 | 97.1 | 0 | 0 | 0.02 | 0.1
25603 | LONG BEACH 15 1 | 25604 | LONG BEACH 15 2 | 1 | Closed | Line | NO | -36.3 | -9.3 | 37.5 | 0 | 0 | 0 | 0.01
25601 | LANCASTER 4 1 | 25602 | LANCASTER 4 2 | 1 | Closed | Line | NO | -35.4 | -13.2 | 37.8 | 0 | 0 | 0 | 0.02
10473 | LAKE STEVENS 2 1 | 10474 | LAKE STEVENS 2 2 | 1 | Closed | Line | NO | 36.6 | 6.5 | 37.2 | 0 | 0 | 0 | 0.01
60268 | LITTLETON 4 1 | 60269 | LITTLETON 4 2 | 1 | Closed | Line | NO | 45.5 | 11.6 | 46.9 | 0 | 0 | 0.01 | 0.03
25599 | LANCASTER 3 1 | 25600 | LANCASTER 3 2 | 1 | Closed | Line | NO | -35.4 | -18.8 | 40.1 | 0 | 0 | 0 | 0.02
25596 | LOS ANGELES 78 3 | 25597 | LOS ANGELES 78 4 | 1 | Closed | TransformerWinding | YES | 0 | 0 | 0 | 50 | 0 | 0 | 0
60261 | DENVER 9 1 | 60263 | DENVER 9 3 | 1 | Closed | Line | NO | 0 | 0 | 0 | 0 | 0 | 0 | 0
60261 | DENVER 9 1 | 60262 | DENVER 9 2 | 1 | Closed | Line | NO | -19.7 | -0.6 | 19.7 | 0 | 0 | 0 | 0
60255 | DENVER 4 1 | 60256 | DENVER 4 2 | 1 | Closed | Line | NO | 40.2 | 19.8 | 44.8 | 0 | 0 | 0 | 0.02
11011 | GRAND COULEE 1 | 11015 | GRAND COULEE 5 | 1 | Closed | Transformer | YES | 0 | 0 | 0 | 1867.5 | 0 | 0 | 0
60251 | LAFAYETTE 2 1 | 60253 | LAFAYETTE 2 3 | 1 | Closed | Line | NO | -34.3 | -2.2 | 34.4 | 0 | 0 | 0 | 0.01
60251 | LAFAYETTE 2 1 | 60252 | LAFAYETTE 2 2 | 1 | Closed | Line | NO | 34.3 | 2.2 | 34.4 | 0 | 0 | 0 | 0.01
20288 | MCCLELLAN 1 | 20290 | MCCLELLAN 3 | 1 | Closed | Line | NO | -141.5 | -84.9 | 165 | 0 | 0 | 0.07 | 0.3
25591 | PASADENA 1 1 | 25592 | PASADENA 1 2 | 1 | Closed | Line | NO | 24.7 | 16.9 | 29.9 | 0 | 0 | 0 | 0.01
60247 | LONGMONT 3 1 | 60248 | LONGMONT 3 2 | 1 | Closed | Line | NO | 51.4 | 7.9 | 52 | 0 | 0 | 0.01 | 0.03
10470 | LAKE STEVENS 1 1 | 10472 | LAKE STEVENS 1 3 | 1 | Closed | Line | NO | 0 | 0 | 0 | 0 | 0 | 0 | 0
20285 | POLLOCK PINES 2 3 | 20286 | POLLOCK PINES 2 4 | 1 | Closed | TransformerWinding | YES | 0 | 0 | 0 | 25 | 0 | 0 | 0
60242 | ARVADA 6 1 | 60245 | ARVADA 6 4 | 1 | Closed | Line | NO | 0 | 0 | 0 | 0 | 0 | 0 | 0
60242 | ARVADA 6 1 | 60244 | ARVADA 6 3 | 1 | Closed | Line | NO | -46.9 | -4.2 | 47 | 0 | 0 | 0.01 | 0.02
60242 | ARVADA 6 1 | 60243 | ARVADA 6 2 | 1 | Closed | Line | NO | 46.9 | 4.2 | 47 | 0 | 0 | 0.01 | 0.02
25588 | PARAMOUNT 1 1 | 25589 | PARAMOUNT 1 2 | 1 | Closed | Line | NO | 48.7 | 15.5 | 51.1 | 0 | 0 | 0.01 | 0.03
60239 | LA VETA 1 | 60241 | LA VETA 3 | 1 | Closed | Line | NO | -7.1 | -1.1 | 7.1 | 0 | 0 | 0 | 0
60239 | LA VETA 1 | 60240 | LA VETA 2 | 1 | Closed | Line | NO | 7.1 | 1.1 | 7.1 | 0 | 0 | 0 | 0
11007 | SHELTON 4 1 | 11010 | SHELTON 4 4 | 1 | Closed | Line | NO | 43.8 | -4.9 | 44.1 | 0 | 0 | 0.01 | 0.02
10470 | LAKE STEVENS 1 1 | 10471 | LAKE STEVENS 1 2 | 1 | Closed | Line | NO | -36.6 | -3 | 36.8 | 0 | 0 | 0 | 0.01
25582 | BELL GARDENS 1 1 | 25585 | BELL GARDENS 1 4 | 1 | Closed | Line | NO | 0 | 0 | 0 | 0 | 0 | 0 | 0
60236 | BROOMFIELD 2 1 | 60237 | BROOMFIELD 2 2 | 1 | Closed | Line | NO | 39.1 | 8.6 | 40 | 0 | 0 | 0 | 0.02
25582 | BELL GARDENS 1 1 | 25584 | BELL GARDENS 1 3 | 1 | Closed | Line | NO | -60.8 | -43.2 | 74.5 | 0 | 0 | 0.02 | 0.06
20283 | POLLOCK PINES 2 1 | 20287 | POLLOCK PINES 2 5 | 1 | Closed | Line | NO | 7.6 | 3.2 | 8.2 | 0 | 0 | 0 | 0
60233 | BROOMFIELD 1 1 | 60235 | BROOMFIELD 1 3 | 1 | Closed | Line | NO | -39.1 | -10.1 | 40.3 | 0 | 0 | 0 | 0.02
25582 | BELL GARDENS 1 1 | 25583 | BELL GARDENS 1 2 | 1 | Closed | Line | NO | 60.8 | 43.2 | 74.5 | 0 | 0 | 0.02 | 0.06
60233 | BROOMFIELD 1 1 | 60234 | BROOMFIELD 1 2 | 1 | Closed | Line | NO | 39.1 | 10.1 | 40.3 | 0 | 0 | 0 | 0.02
60230 | ARVADA 5 1 | 60231 | ARVADA 5 2 | 1 | Closed | Line | NO | 46.7 | 7.2 | 47.2 | 0 | 0 | 0.01 | 0.02
10113 | BREMERTON 3 1 | 10114 | BREMERTON 3 2 | 1 | Closed | Line | NO | 31.1 | 13.5 | 33.9 | 0 | 0 | 0 | 0.01
60226 | FORT COLLINS 3 1 | 60227 | FORT COLLINS 3 2 | 1 | Closed | Line | NO | -43.4 | -11 | 44.8 | 0 | 0 | 0.01 | 0.02
25577 | LONG BEACH 11 1 | 25578 | LONG BEACH 11 2 | 1 | Closed | Line | NO | -56.1 | -30.9 | 64 | 0 | 0 | 0.01 | 0.05
60223 | ARVADA 3 1 | 60225 | ARVADA 3 3 | 1 | Closed | Line | NO | 33.2 | 10.3 | 34.8 | 0 | 0 | 0 | 0.01
20281 | SOUTH LAKE TAHOE 2 1 | 20282 | SOUTH LAKE TAHOE 2 2 | 1 | Closed | Line | NO | 27.3 | 3.8 | 27.6 | 0 | 0 | 0 | 0.01
60223 | ARVADA 3 1 | 60224 | ARVADA 3 2 | 1 | Closed | Line | NO | -33.2 | -10.3 | 34.8 | 0 | 0 | 0 | 0.01
60221 | ARVADA 2 1 | 60222 | ARVADA 2 2 | 1 | Closed | Line | NO | 33.2 | 7.5 | 34.1 | 0 | 0 | 0 | 0.01
60219 | FLORENCE 4 1 | 60220 | FLORENCE 4 2 | 1 | Closed | Line | NO | 26.5 | 8 | 27.7 | 0 | 0 | 0 | 0.01
60213 | SEDALIA 1 | 60215 | SEDALIA 3 | 1 | Closed | Line | NO | -10 | -1.7 | 10.1 | 0 | 0 | 0 | 0
60213 | SEDALIA 1 | 60214 | SEDALIA 2 | 1 | Closed | Line | NO | 10 | 1.7 | 10.1 | 0 | 0 | 0 | 0
60210 | LOUISVILLE 1 | 60212 | LOUISVILLE 3 | 1 | Closed | Line | NO | -40.3 | -6.4 | 40.9 | 0 | 0 | 0 | 0.02
60210 | LOUISVILLE 1 | 60211 | LOUISVILLE 2 | 1 | Closed | Line | NO | 40.3 | 6.4 | 40.9 | 0 | 0 | 0 | 0.02
60207 | LITTLETON 2 1 | 60209 | LITTLETON 2 3 | 1 | Closed | Line | NO | -55.4 | -9.6 | 56.2 | 0 | 0 | 0.01 | 0.03
25571 | LOS ANGELES 75 1 | 25572 | LOS ANGELES 75 2 | 1 | Closed | Line | NO | 50.2 | 20.7 | 54.3 | 0 | 0 | 0.01 | 0.03
60207 | LITTLETON 2 1 | 60208 | LITTLETON 2 2 | 1 | Closed | Line | NO | 55.4 | 9.6 | 56.2 | 0 | 0 | 0.01 | 0.03
60204 | LITTLETON 1 1 | 60206 | LITTLETON 1 3 | 1 | Closed | Line | NO | 55.4 | 6.9 | 55.8 | 0 | 0 | 0.01 | 0.03
60204 | LITTLETON 1 1 | 60205 | LITTLETON 1 2 | 1 | Closed | Line | NO | -55.4 | -6.9 | 55.8 | 0 | 0 | 0.01 | 0.03
25567 | LONG BEACH 9 1 | 25568 | LONG BEACH 9 2 | 1 | Closed | Line | NO | 38.2 | 17.7 | 42.1 | 0 | 0 | 0 | 0.02
60196 | DIVIDE 1 | 60198 | DIVIDE 3 | 1 | Closed | Line | NO | -10.5 | -3.4 | 11 | 0 | 0 | 0 | 0
60196 | DIVIDE 1 | 60197 | DIVIDE 2 | 1 | Closed | Line | NO | 10.5 | 3.4 | 11 | 0 | 0 | 0 | 0
20273 | JANESVILLE 1 | 20274 | JANESVILLE 2 | 1 | Closed | Line | NO | 5.8 | 0.9 | 5.9 | 0 | 0 | 0 | 0
60192 | MORRISON 1 | 60193 | MORRISON 2 | 1 | Closed | Line | NO | 39.9 | 6.2 | 40.4 | 0 | 0 | 0 | 0.02
60190 | BOULDER 7 1 | 60191 | BOULDER 7 2 | 1 | Closed | Line | NO | 58.1 | 42 | 71.8 | 0 | 0 | 0.01 | 0.05
60187 | LONGMONT 1 1 | 60188 | LONGMONT 1 2 | 1 | Closed | Line | NO | 40.4 | 12 | 42.1 | 0 | 0 | 0 | 0.02
25557 | LONG BEACH 6 1 | 25559 | LONG BEACH 6 3 | 1 | Closed | Line | NO | 53 | 13.1 | 54.6 | 0 | 0 | 0.01 | 0.03
10057 | LACEY 1 1 | 10059 | LACEY 1 3 | 1 | Closed | Line | NO | -173.8 | -35.2 | 177.3 | 0 | 0 | 0.07 | 0.32
25554 | LOS ANGELES 70 1 | 25555 | LOS ANGELES 70 2 | 1 | Closed | Line | NO | -78.2 | -7.6 | 78.5 | 0 | 0 | 0.01 | 0.07
20269 | SUSANVILLE 1 | 20270 | SUSANVILLE 2 | 1 | Closed | Line | NO | 43.2 | 2.5 | 43.2 | 0 | 0 | 0 | 0.02
60182 | BOULDER 6 1 | 60183 | BOULDER 6 2 | 1 | Closed | Line | NO | 43.9 | 16.6 | 46.9 | 0 | 0 | 0.01 | 0.02
25552 | LYNWOOD 2 1 | 25553 | LYNWOOD 2 2 | 1 | Closed | Line | NO | 62.8 | 11.1 | 63.8 | 0 | 0 | 0.01 | 0.04
60180 | CONIFER 1 | 60181 | CONIFER 2 | 1 | Closed | Line | NO | 22.2 | 2.6 | 22.4 | 0 | 0 | 0 | 0.01
60178 | BOULDER 5 1 | 60179 | BOULDER 5 2 | 1 | Closed | Line | NO | 17.1 | 1.9 | 17.2 | 0 | 0 | 0 | 0
20267 | PLACERVILLE 2 1 | 20268 | PLACERVILLE 2 2 | 1 | Closed | Line | NO | 54.8 | 2.8 | 54.9 | 0 | 0 | 0.01 | 0.03
60175 | BOULDER 3 1 | 60176 | BOULDER 3 2 | 1 | Closed | Line | NO | -33.3 | -4.5 | 33.6 | 0 | 0 | 0 | 0.01
60173 | GOLDEN 1 1 | 60174 | GOLDEN 1 2 | 1 | Closed | Line | NO | 47.4 | 6.2 | 47.8 | 0 | 0 | 0.01 | 0.02
60170 | PINE 2 1 | 60171 | PINE 2 2 | 1 | Closed | Line | NO | 8.5 | 2.9 | 9 | 0 | 0 | 0 | 0
60164 | LYONS 2 1 | 60169 | LYONS 2 6 | 1 | Closed | Line | NO | 0 | 0 | 0 | 0 | 0 | 0 | 0
60164 | LYONS 2 1 | 60168 | LYONS 2 5 | 1 | Closed | Line | NO | -14.2 | -7.8 | 16.3 | 0 | 0 | 0 | 0
25542 | LOS ANGELES 67 1 | 25543 | LOS ANGELES 67 2 | 1 | Closed | Line | NO | 44 | 12.8 | 45.8 | 0 | 0 | 0.01 | 0.02
25540 | LOS ANGELES 66 1 | 25541 | LOS ANGELES 66 2 | 1 | Closed | Line | NO | -44 | -15.3 | 46.6 | 0 | 0 | 0 | 0.02
10997 | LAKEBAY 3 1 | 10999 | LAKEBAY 3 3 | 1 | Closed | Line | NO | 41.5 | -3.4 | 41.6 | 0 | 0 | 0 | 0.02
25538 | GLENDALE 7 1 | 25539 | GLENDALE 7 2 | 1 | Closed | Line | NO | 30 | 8.9 | 31.3 | 0 | 0 | 0 | 0.01
60160 | BOULDER 1 1 | 60161 | BOULDER 1 2 | 1 | Closed | Line | NO | 35 | 7.2 | 35.8 | 0 | 0 | 0 | 0.01
25534 | HUNTINGTON PARK 2 1 | 25535 | HUNTINGTON PARK 2 2 | 1 | Closed | Line | NO | -45 | -13.8 | 47.1 | 0 | 0 | 0 | 0.02
60156 | CANON CITY 1 1 | 60157 | CANON CITY 1 2 | 1 | Closed | Line | NO | 38.7 | 8.8 | 39.7 | 0 | 0 | 0 | 0.02
60152 | WESTCLIFFE 1 | 60154 | WESTCLIFFE 3 | 1 | Closed | Line | NO | -10 | -5.2 | 11.3 | 0 | 0 | 0 | 0
60152 | WESTCLIFFE 1 | 60153 | WESTCLIFFE 2 | 1 | Closed | Line | NO | 10 | 5.2 | 11.3 | 0 | 0 | 0 | 0
25532 | HUNTINGTON PARK 1 1 | 25533 | HUNTINGTON PARK 1 2 | 1 | Closed | Line | NO | -45 | -1.2 | 45.1 | 0 | 0 | 0 | 0.02
60149 | BAILEY 1 | 60150 | BAILEY 2 | 1 | Closed | Line | NO | 24.6 | 7.5 | 25.7 | 0 | 0 | 0 | 0.01
20262 | QUINCY 2 1 | 20263 | QUINCY 2 2 | 1 | Closed | Line | NO | 12.7 | 1.5 | 12.8 | 0 | 0 | 0 | 0
60146 | BLACK HAWK 1 | 60148 | BLACK HAWK 3 | 1 | Closed | Line | NO | -14.9 | -6.8 | 16.3 | 0 | 0 | 0 | 0
60146 | BLACK HAWK 1 | 60147 | BLACK HAWK 2 | 1 | Closed | Line | NO | 14.9 | 6.8 | 16.3 | 0 | 0 | 0 | 0
60143 | BELLVUE 1 | 60145 | BELLVUE 3 | 1 | Closed | Line | NO | -5.7 | -1.2 | 5.8 | 0 | 0 | 0 | 0
60143 | BELLVUE 1 | 60144 | BELLVUE 2 | 1 | Closed | Line | NO | 5.7 | 1.2 | 5.8 | 0 | 0 | 0 | 0
25528 | LONG BEACH 2 1 | 25529 | LONG BEACH 2 2 | 1 | Closed | Line | NO | 33.1 | 17.4 | 37.4 | 0 | 0 | 0 | 0.01
60140 | COTOPAXI 1 | 60141 | COTOPAXI 2 | 1 | Closed | Line | NO | -7.1 | -2 | 7.4 | 0 | 0 | 0 | 0
20258 | SHINGLE SPRINGS 1 1 | 20259 | SHINGLE SPRINGS 1 2 | 1 | Closed | Line | NO | 26.2 | 11.3 | 28.5 | 0 | 0 | 0 | 0.01
10992 | IONE 1 1 | 10996 | IONE 1 5 | 1 | Closed | Line | NO | 20.6 | -2 | 20.7 | 0 | 0 | 0 | 0
10110 | ONALASKA 1 | 10111 | ONALASKA 2 | 1 | Closed | Line | NO | -12.5 | -4.3 | 13.2 | 0 | 0 | 0 | 0
60138 | IDAHO SPRINGS 1 | 60139 | IDAHO SPRINGS 2 | 1 | Closed | Line | NO | -9.8 | -0.7 | 9.8 | 0 | 0 | 0 | 0
25525 | LOS ANGELES 65 1 | 25527 | LOS ANGELES 65 3 | 1 | Closed | Line | NO | -41 | -12.5 | 42.9 | 0 | 0 | 0 | 0.02
60136 | GRAND LAKE 1 | 60137 | GRAND LAKE 2 | 1 | Closed | Line | NO | 6.3 | 1.2 | 6.4 | 0 | 0 | 0 | 0
70078 | CHEYENNE 3 1 | 70080 | CHEYENNE 3 3 | 1 | Closed | Line | NO | -41.3 | -22.6 | 47.1 | 0 | 0 | 0.01 | 0.02
25525 | LOS ANGELES 65 1 | 25526 | LOS ANGELES 65 2 | 1 | Closed | Line | NO | 41 | 12.5 | 42.9 | 0 | 0 | 0.01 | 0.02
60128 | DILLON 1 1 | 60129 | DILLON 1 2 | 1 | Closed | Line | NO | 22.8 | 3.1 | 23 | 0 | 0 | 0 | 0.01
25522 | COMPTON 3 1 | 25523 | COMPTON 3 2 | 1 | Closed | Line | NO | -44.4 | -6.6 | 44.9 | 0 | 0 | 0 | 0.02
60126 | GRANBY 1 | 60127 | GRANBY 2 | 1 | Closed | Line | NO | 15.8 | 9.6 | 18.5 | 0 | 0 | 0 | 0
60123 | FAIRPLAY 1 | 60125 | FAIRPLAY 3 | 1 | Closed | Line | NO | 0 | 0 | 0 | 0 | 0 | 0 | 0
60123 | FAIRPLAY 1 | 60124 | FAIRPLAY 2 | 1 | Closed | Line | NO | -9.8 | -1.3 | 9.9 | 0 | 0 | 0 | 0
20255 | WESTWOOD 1 | 20256 | WESTWOOD 2 | 1 | Closed | Line | NO | 13.7 | 5.7 | 14.8 | 0 | 0 | 0 | 0
60121 | BRECKENRIDGE 1 | 60122 | BRECKENRIDGE 2 | 1 | Closed | Line | NO | 27.5 | 10 | 29.2 | 0 | 0 | 0 | 0.01
60118 | SALIDA 1 | 60120 | SALIDA 3 | 1 | Closed | Line | NO | 27 | 3.1 | 27.1 | 0 | 0 | 0 | 0.01
60118 | SALIDA 1 | 60119 | SALIDA 2 | 1 | Closed | Line | NO | -27 | -3.1 | 27.1 | 0 | 0 | 0 | 0.01
25518 | TUJUNGA 2 1 | 25519 | TUJUNGA 2 2 | 1 | Closed | Line | NO | 24.8 | 3.8 | 25.1 | 0 | 0 | 0 | 0.01
60113 | MONTE VISTA 1 | 60115 | MONTE VISTA 3 | 1 | Closed | Line | NO | -19.1 | -3.4 | 19.4 | 0 | 0 | 0 | 0
60113 | MONTE VISTA 1 | 60114 | MONTE VISTA 2 | 1 | Closed | Line | NO | 19.1 | 3.4 | 19.4 | 0 | 0 | 0 | 0
60111 | FRISCO 1 | 60112 | FRISCO 2 | 1 | Closed | Line | NO | 10.3 | 0.8 | 10.3 | 0 | 0 | 0 | 0
60106 | LEADVILLE 1 1 | 60108 | LEADVILLE 1 3 | 1 | Closed | Line | NO | 0 | 0 | 0 | 0 | 0 | 0 | 0
60106 | LEADVILLE 1 1 | 60107 | LEADVILLE 1 2 | 1 | Closed | Line | NO | -18.4 | -37 | 41.4 | 0 | 0 | 0 | 0.02
60098 | AVON 1 | 60100 | AVON 3 | 1 | Closed | Line | NO | -27.2 | -21.8 | 34.8 | 0 | 0 | 0 | 0.01
60098 | AVON 1 | 60099 | AVON 2 | 1 | Closed | Line | NO | 27.2 | 21.8 | 34.8 | 0 | 0 | 0 | 0.01
25512 | GLENDALE 5 1 | 25513 | GLENDALE 5 2 | 1 | Closed | Line | NO | 34 | 5.3 | 34.4 | 0 | 0 | 0 | 0.01
20249 | GRASS VALLEY 1 1 | 20250 | GRASS VALLEY 1 2 | 1 | Closed | Line | NO | 35.5 | 14.6 | 38.4 | 0 | 0 | 0 | 0.02
60093 | EAGLE 1 1 | 60094 | EAGLE 1 2 | 1 | Closed | Line | NO | 21.4 | 2.5 | 21.5 | 0 | 0 | 0 | 0
60091 | OAK CREEK 1 | 60092 | OAK CREEK 2 | 1 | Closed | Line | NO | -8.7 | -3.1 | 9.2 | 0 | 0 | 0 | 0
60085 | CRESTED BUTTE 1 | 60087 | CRESTED BUTTE 3 | 1 | Closed | Line | NO | 12.4 | 2.9 | 12.7 | 0 | 0 | 0 | 0
60085 | CRESTED BUTTE 1 | 60086 | CRESTED BUTTE 2 | 1 | Closed | Line | NO | -12.4 | -2.9 | 12.7 | 0 | 0 | 0 | 0
60082 | PAGOSA SPRINGS 1 | 60083 | PAGOSA SPRINGS 2 | 1 | Closed | Line | NO | 31.5 | 6 | 32.1 | 0 | 0 | 0 | 0.01
60080 | GYPSUM 1 | 60081 | GYPSUM 2 | 1 | Closed | Line | NO | 20.3 | 3.4 | 20.6 | 0 | 0 | 0 | 0
20243 | FOLSOM 1 1 | 20247 | FOLSOM 1 5 | 1 | Closed | Line | NO | -216.1 | -109.8 | 242.3 | 0 | 0 | 0.16 | 0.61
60077 | HAYDEN 1 1 | 60078 | HAYDEN 1 2 | 1 | Closed | Line | NO | 6.4 | 1.8 | 6.6 | 0 | 0 | 0 | 0
60074 | BAYFIELD 1 | 60075 | BAYFIELD 2 | 1 | Closed | Line | NO | 21.4 | 10.1 | 23.7 | 0 | 0 | 0 | 0.01
60071 | PAONIA 1 | 60072 | PAONIA 2 | 1 | Closed | Line | NO | 10 | 3.2 | 10.5 | 0 | 0 | 0 | 0
60067 | SILT 1 | 60069 | SILT 3 | 1 | Closed | Line | NO | -12.8 | -7.3 | 14.7 | 0 | 0 | 0 | 0
60067 | SILT 1 | 60068 | SILT 2 | 1 | Closed | Line | NO | 12.8 | 7.3 | 14.7 | 0 | 0 | 0 | 0
25505 | LOS ANGELES 59 1 | 25506 | LOS ANGELES 59 2 | 1 | Closed | Line | NO | 36.9 | 13.4 | 39.2 | 0 | 0 | 0 | 0.01
60065 | CRAIG 1 1 | 60066 | CRAIG 1 2 | 1 | Closed | Line | NO | 33.6 | 4.6 | 33.9 | 0 | 0 | 0 | 0.01
20241 | LOOMIS 1 | 20242 | LOOMIS 2 | 1 | Closed | Line | NO | 22.4 | 7.1 | 23.5 | 0 | 0 | 0 | 0.01
25503 | CARSON 4 1 | 25504 | CARSON 4 2 | 1 | Closed | Line | NO | 23.4 | 8.8 | 25 | 0 | 0 | 0 | 0.01
60059 | MONTROSE 2 1 | 60061 | MONTROSE 2 3 | 1 | Closed | Line | NO | -102.4 | -16.5 | 103.7 | 0 | 0 | 0.03 | 0.12
25501 | LOS ANGELES 58 1 | 25502 | LOS ANGELES 58 2 | 1 | Closed | Line | NO | 62.3 | 15.5 | 64.2 | 0 | 0 | 0.01 | 0.05
60050 | MONTROSE 1 1 | 60051 | MONTROSE 1 2 | 1 | Closed | Line | NO | 27.4 | 1.4 | 27.4 | 0 | 0 | 0 | 0.01
60047 | ECKERT 1 | 60049 | ECKERT 3 | 1 | Closed | Line | NO | -8.8 | -3 | 9.3 | 0 | 0 | 0 | 0
60047 | ECKERT 1 | 60048 | ECKERT 2 | 1 | Closed | Line | NO | 4.5 | 2.4 | 5.1 | 0 | 0 | 0 | 0
25495 | WILMINGTON 2 1 | 25496 | WILMINGTON 2 2 | 1 | Closed | Line | NO | 48.4 | 6.4 | 48.9 | 0 | 0 | 0.01 | 0.03
60045 | PARACHUTE 1 | 60046 | PARACHUTE 2 | 1 | Closed | Line | NO | 15.5 | 4.4 | 16.1 | 0 | 0 | 0 | 0
60040 | DOLORES 1 | 60043 | DOLORES 4 | 1 | Closed | Line | NO | 0 | 0 | 0 | 0 | 0 | 0 | 0
20233 | ROCKLIN 3 1 | 20235 | ROCKLIN 3 3 | 1 | Closed | Line | NO | 0 | 0 | 0 | 0 | 0 | 0 | 0
60040 | DOLORES 1 | 60042 | DOLORES 3 | 1 | Closed | Line | NO | 11.5 | 1 | 11.5 | 0 | 0 | 0 | 0
60040 | DOLORES 1 | 60041 | DOLORES 2 | 1 | Closed | Line | NO | -12.2 | -1.4 | 12.3 | 0 | 0 | 0 | 0
60036 | DELTA 3 1 | 60039 | DELTA 3 4 | 1 | Closed | Line | NO | 0 | 0 | 0 | 0 | 0 | 0 | 0
20233 | ROCKLIN 3 1 | 20234 | ROCKLIN 3 2 | 1 | Closed | Line | NO | -42 | -12.8 | 43.9 | 0 | 0 | 0 | 0.02
60036 | DELTA 3 1 | 60038 | DELTA 3 3 | 1 | Closed | Line | NO | -36.1 | -9 | 37.2 | 0 | 0 | 0 | 0.02
60036 | DELTA 3 1 | 60037 | DELTA 3 2 | 1 | Closed | Line | NO | 36.1 | 9 | 37.2 | 0 | 0 | 0 | 0.01
60033 | OLATHE 1 | 60034 | OLATHE 2 | 1 | Closed | Line | NO | 14.1 | 3.7 | 14.6 | 0 | 0 | 0 | 0
60029 | NORWOOD 1 | 60030 | NORWOOD 2 | 1 | Closed | Line | NO | 11 | 4.8 | 12 | 0 | 0 | 0 | 0
60027 | CLIFTON 2 1 | 60028 | CLIFTON 2 2 | 1 | Closed | Line | NO | -35 | -8.6 | 36 | 0 | 0 | 0 | 0.01
60023 | WHITEWATER 1 | 60025 | WHITEWATER 3 | 1 | Closed | Line | NO | -5.8 | -0.9 | 5.8 | 0 | 0 | 0 | 0
60023 | WHITEWATER 1 | 60024 | WHITEWATER 2 | 1 | Closed | Line | NO | 5.8 | 0.9 | 5.8 | 0 | 0 | 0 | 0
20229 | FAIR OAKS 2 1 | 20230 | FAIR OAKS 2 2 | 1 | Closed | Line | NO | -64.6 | -8.4 | 65.1 | 0 | 0 | 0.01 | 0.04
25486 | CARSON 3 1 | 25487 | CARSON 3 2 | 1 | Closed | Line | NO | 51.5 | 7.1 | 52 | 0 | 0 | 0.01 | 0.03
60018 | GRAND JUNCTION 3 1 | 60019 | GRAND JUNCTION 3 2 | 1 | Closed | Line | NO | 25.4 | 4.8 | 25.9 | 0 | 0 | 0 | 0.01
25484 | CARSON 2 1 | 25485 | CARSON 2 2 | 1 | Closed | Line | NO | -51.5 | -14.6 | 53.5 | 0 | 0 | 0.01 | 0.03
25481 | LOS ANGELES 52 1 | 25483 | LOS ANGELES 52 3 | 1 | Closed | Line | NO | -327.2 | -125.8 | 350.5 | 0 | 0 | 0.28 | 1.4
25478 | GLENDALE 2 1 | 25479 | GLENDALE 2 2 | 1 | Closed | Line | NO | 41.1 | 6.9 | 41.7 | 0 | 0 | 0 | 0.02
60006 | CORTEZ 2 | 60010 | CORTEZ 6 | 1 | Closed | Line | NO | -8.1 | -1.3 | 8.2 | 0 | 0 | 0 | 0
20222 | GALT 2 1 | 20227 | GALT 2 6 | 1 | Closed | Line | NO | 26.3 | 3.8 | 26.6 | 0 | 0 | 0 | 0.01
20222 | GALT 2 1 | 20226 | GALT 2 5 | 1 | Closed | Line | NO | -26.3 | -3.8 | 26.6 | 0 | 0 | 0 | 0.01
60001 | FRUITA 1 | 60003 | FRUITA 3 | 1 | Closed | Line | NO | 42 | 9.9 | 43.2 | 0 | 0 | 0 | 0.02
60001 | FRUITA 1 | 60002 | FRUITA 2 | 1 | Closed | Line | NO | -42 | -9.9 | 43.2 | 0 | 0 | 0 | 0.02
25476 | LOS ANGELES 50 1 | 25477 | LOS ANGELES 50 2 | 1 | Closed | Line | NO | -59.6 | -13.5 | 61.2 | 0 | 0 | 0.01 | 0.04
10224 | TACOMA 14 1 | 10225 | TACOMA 14 2 | 1 | Closed | Line | NO | 35.6 | 23.5 | 42.6 | 0 | 0 | 0 | 0.02
10107 | COUPEVILLE 1 | 10109 | COUPEVILLE 3 | 1 | Closed | Line | NO | 0 | 0 | 0 | 0 | 0 | 0 | 0
53303 | FARMINGTON 6 1 | 53304 | FARMINGTON 6 2 | 1 | Closed | Line | NO | 91.2 | -6.9 | 91.5 | 0 | 0 | 0.02 | 0.09
53300 | DEMING 4 1 | 53302 | DEMING 4 3 | 1 | Closed | Line | NO | 1.5 | 7.2 | 7.3 | 0 | 0 | 0 | 0
20220 | GALT 1 1 | 20221 | GALT 1 2 | 1 | Closed | Line | NO | 26.3 | 11.9 | 28.9 | 0 | 0 | 0 | 0.01
53294 | FRUITLAND 2 1 | 53299 | FRUITLAND 2 6 | 1 | Closed | Line | NO | 818.8 | -225.7 | 849.3 | 0 | 0 | 1.6 | 7.78
25473 | LOS ANGELES 49 1 | 25475 | LOS ANGELES 49 3 | 1 | Closed | Line | NO | -758.1 | -551.2 | 937.3 | 0 | 0 | 2.38 | 10.26
20217 | CITRUS HEIGHTS 3 1 | 20218 | CITRUS HEIGHTS 3 2 | 1 | Closed | Line | NO | -39.7 | -3.7 | 39.9 | 0 | 0 | 0 | 0.02
53282 | HURLEY 1 | 53287 | HURLEY 6 | 1 | Closed | Line | NO | 64.6 | -51.1 | 82.4 | 0 | 0 | 0.02 | 0.08
20215 | ROCKLIN 2 1 | 20216 | ROCKLIN 2 2 | 1 | Closed | Line | NO | -30.6 | -8.5 | 31.7 | 0 | 0 | 0 | 0.01
25471 | LOS ANGELES 48 1 | 25472 | LOS ANGELES 48 2 | 1 | Closed | Line | NO | 66.1 | 29.5 | 72.4 | 0 | 0 | 0.01 | 0.06
25467 | LOS ANGELES 47 1 | 25468 | LOS ANGELES 47 2 | 1 | Closed | Line | NO | 64.8 | 21.4 | 68.3 | 0 | 0 | 0.01 | 0.05
53270 | WILLARD 2 1 | 53272 | WILLARD 2 3 | 1 | Closed | Line | NO | 18.1 | 32.4 | 37.2 | 0 | 0 | 0 | 0.01
25465 | LOS ANGELES 46 1 | 25466 | LOS ANGELES 46 2 | 1 | Closed | Line | NO | 36.8 | 1.3 | 36.9 | 0 | 0 | 0 | 0.01
10966 | PACKWOOD 1 | 10967 | PACKWOOD 2 | 1 | Closed | Line | NO | 25.4 | -1.7 | 25.5 | 0 | 0 | 0 | 0.01
25460 | LOS ANGELES 45 3 | 25461 | LOS ANGELES 45 4 | 1 | Closed | TransformerWinding | YES | 0 | 0 | 0 | 25 | 0 | 0 | 0
53262 | LA MESA 5 1 | 53265 | LA MESA 5 4 | 1 | Closed | Line | NO | 27 | -1.4 | 27 | 0 | 0 | 0 | 0.01
25458 | LOS ANGELES 45 1 | 25464 | LOS ANGELES 45 7 | 1 | Closed | Line | NO | 0 | 0 | 0 | 0 | 0 | 0 | 0
20211 | RANCHO CORDOVA 1 1 | 20212 | RANCHO CORDOVA 1 2 | 1 | Closed | Line | NO | 47.7 | 16.5 | 50.5 | 0 | 0 | 0.01 | 0.03
10453 | RENTON 6 1 | 10455 | RENTON 6 3 | 1 | Closed | Line | NO | 0 | 0 | 0 | 0 | 0 | 0 | 0
25458 | LOS ANGELES 45 1 | 25463 | LOS ANGELES 45 6 | 1 | Closed | Line | NO | -301.5 | -20.7 | 302.2 | 0 | 0 | 0.21 | 1.02
25458 | LOS ANGELES 45 1 | 25462 | LOS ANGELES 45 5 | 1 | Closed | Line | NO | 62.9 | 13 | 64.2 | 0 | 0 | 0.01 | 0.04
53251 | DEMING 3 2 | 53256 | DEMING 3 7 | 1 | Closed | Line | NO | 101.9 | -29 | 106 | 0 | 0 | 0.03 | 0.12
53250 | DEMING 3 1 | 53254 | DEMING 3 5 | 1 | Closed | Transformer | YES | 0 | 0 | 0 | 948.4 | 0 | 0 | 0
53248 | ALGODONES 2 1 | 53249 | ALGODONES 2 2 | 1 | Closed | Line | NO | 29.9 | 15.3 | 33.6 | 0 | 0 | 0 | 0.01
53246 | LORDSBURG 1 1 | 53247 | LORDSBURG 1 2 | 1 | Closed | Line | NO | 82.2 | -7.9 | 82.6 | 0 | 0 | 0.02 | 0.07
10453 | RENTON 6 1 | 10454 | RENTON 6 2 | 1 | Closed | Line | NO | -50.3 | -14.9 | 52.5 | 0 | 0 | 0.01 | 0.03
10222 | BOW 1 | 10223 | BOW 2 | 1 | Closed | Line | NO | 9.4 | 2.9 | 9.9 | 0 | 0 | 0 | 0
10107 | COUPEVILLE 1 | 10108 | COUPEVILLE 2 | 1 | Closed | Line | NO | -26.9 | -1.8 | 27 | 0 | 0 | 0 | 0.01
25454 | LOS ANGELES 43 1 | 25455 | LOS ANGELES 43 2 | 1 | Closed | Line | NO | 83.4 | 17 | 85.1 | 0 | 0 | 0.02 | 0.07
70151 | POINT OF ROCKS 1 | 70157 | POINT OF ROCKS 7 | 2 | Closed | Line | NO | 307.8 | -89.2 | 320.5 | 0 | 0 | 0.27 | 1.06
70151 | POINT OF ROCKS 1 | 70158 | POINT OF ROCKS 8 | 1 | Closed | Line | NO | 0 | 0 | 0 | 0 | 0 | 0 | 0
20208 | ROSEVILLE 3 1 | 20209 | ROSEVILLE 3 2 | 1 | Closed | Line | NO | 37.1 | 5 | 37.4 | 0 | 0 | 0 | 0.01
53239 | SUNLAND PARK 2 2 | 53245 | SUNLAND PARK 2 8 | 1 | Closed | Line | NO | 94.4 | 82.3 | 125.2 | 0 | 0 | 0.04 | 0.18
25448 | LOS ANGELES 40 1 | 25450 | LOS ANGELES 40 3 | 1 | Closed | Line | NO | 0 | 0 | 0 | 0 | 0 | 0 | 0
25448 | LOS ANGELES 40 1 | 25449 | LOS ANGELES 40 2 | 1 | Closed | Line | NO | -53.3 | -8.6 | 54 | 0 | 0 | 0.01 | 0.03
25445 | LOS ANGELES 38 1 | 25446 | LOS ANGELES 38 2 | 1 | Closed | Line | NO | -39.1 | -8.8 | 40.1 | 0 | 0 | 0 | 0.02
53236 | TYRONE 1 | 53237 | TYRONE 2 | 1 | Closed | Line | NO | 13 | -2.3 | 13.2 | 0 | 0 | 0 | 0
53228 | PREWITT 1 | 53235 | PREWITT 8 | 1 | Closed | Line | NO | 0 | 0 | 0 | 0 | 0 | 0 | 0
53228 | PREWITT 1 | 53234 | PREWITT 7 | 1 | Closed | Line | NO | -326 | -96.4 | 339.9 | 0 | 0 | 0.21 | 1.09
53226 | DEMING 2 1 | 53227 | DEMING 2 2 | 1 | Closed | Line | NO | 0 | 0 | 0 | 0 | 0 | 0 | 0
20203 | LINCOLN 1 1 | 20204 | LINCOLN 1 2 | 1 | Closed | Line | NO | 54.3 | 14.5 | 56.2 | 0 | 0 | 0.01 | 0.03
53221 | FARMINGTON 5 1 | 53225 | FARMINGTON 5 5 | 1 | Closed | Line | NO | 52.4 | -8.4 | 53.1 | 0 | 0 | 0.01 | 0.03
25437 | GARDENA 2 1 | 25441 | GARDENA 2 5 | 1 | Closed | Line | NO | 0 | 0 | 0 | 0 | 0 | 0 | 0
20201 | ELK GROVE 6 1 | 20202 | ELK GROVE 6 2 | 1 | Closed | Line | NO | -63.6 | -4.4 | 63.7 | 0 | 0 | 0.01 | 0.04
25437 | GARDENA 2 1 | 25440 | GARDENA 2 4 | 1 | Closed | Line | NO | -320.7 | -22.9 | 321.5 | 0 | 0 | 0.29 | 1.02
53213 | WATERFLOW 2 | 53219 | WATERFLOW 8 | 1 | Closed | Line | NO | -5.3 | -22.1 | 22.7 | 0 | 0 | 0 | 0.01
25437 | GARDENA 2 1 | 25439 | GARDENA 2 3 | 1 | Closed | Line | NO | 139.5 | 34.6 | 143.7 | 0 | 0 | 0.05 | 0.2
53212 | WATERFLOW 1 | 53220 | WATERFLOW 9 | 1 | Closed | Line | NO | 213.9 | -151 | 261.8 | 0 | 0 | 0.15 | 0.66
53206 | YATAHEY 1 | 53208 | YATAHEY 3 | 1 | Closed | Line | NO | -9.9 | -2.3 | 10.2 | 0 | 0 | 0 | 0
20198 | SACRAMENTO 35 1 | 20199 | SACRAMENTO 35 2 | 1 | Closed | Line | NO | 44.6 | 11.2 | 45.9 | 0 | 0 | 0 | 0.02
53206 | YATAHEY 1 | 53207 | YATAHEY 2 | 1 | Closed | Line | NO | 9.9 | 2.3 | 10.2 | 0 | 0 | 0 | 0
53204 | RESERVE 1 | 53205 | RESERVE 2 | 1 | Closed | Line | NO | 2.5 | 0.8 | 2.7 | 0 | 0 | 0 | 0
25433 | LOS ANGELES 34 1 | 25434 | LOS ANGELES 34 2 | 1 | Closed | Line | NO | 33.9 | 2 | 34 | 0 | 0 | 0 | 0.01
53200 | CHURCH ROCK 1 | 53201 | CHURCH ROCK 2 | 1 | Closed | Line | NO | -6.7 | -1.8 | 6.9 | 0 | 0 | 0 | 0
25431 | LOS ANGELES 33 1 | 25432 | LOS ANGELES 33 2 | 1 | Closed | Line | NO | 43.8 | 18.1 | 47.3 | 0 | 0 | 0.01 | 0.02
53198 | FRUITLAND 1 1 | 53199 | FRUITLAND 1 2 | 1 | Closed | Line | NO | -10.3 | -1.3 | 10.3 | 0 | 0 | 0 | 0
53195 | RAMAH 1 | 53197 | RAMAH 3 | 1 | Closed | Line | NO | -4.2 | -0.6 | 4.2 | 0 | 0 | 0 | 0
53195 | RAMAH 1 | 53196 | RAMAH 2 | 1 | Closed | Line | NO | 4.2 | 0.6 | 4.2 | 0 | 0 | 0 | 0
25429 | LOS ANGELES 32 1 | 25430 | LOS ANGELES 32 2 | 1 | Closed | Line | NO | 43.8 | 9.5 | 44.8 | 0 | 0 | 0.01 | 0.02
20195 | CARMICHAEL 2 1 | 20196 | CARMICHAEL 2 2 | 1 | Closed | Line | NO | 53.5 | 16.8 | 56.1 | 0 | 0 | 0.01 | 0.03
53191 | SILVER CITY 1 | 53193 | SILVER CITY 3 | 1 | Closed | Line | NO | 26 | 3.3 | 26.2 | 0 | 0 | 0 | 0.01
53191 | SILVER CITY 1 | 53192 | SILVER CITY 2 | 1 | Closed | Line | NO | -26 | -3.3 | 26.2 | 0 | 0 | 0 | 0.01
53189 | THOREAU 1 | 53190 | THOREAU 2 | 1 | Closed | Line | NO | 8.6 | 2.1 | 8.9 | 0 | 0 | 0 | 0
25425 | LOS ANGELES 31 1 | 25428 | LOS ANGELES 31 4 | 1 | Closed | Line | NO | 0 | 0 | 0 | 0 | 0 | 0 | 0
53183 | BAYARD 1 | 53185 | BAYARD 3 | 1 | Closed | Line | NO | 13.1 | 1.2 | 13.1 | 0 | 0 | 0 | 0
53183 | BAYARD 1 | 53184 | BAYARD 2 | 1 | Closed | Line | NO | -13.1 | -1.2 | 13.1 | 0 | 0 | 0 | 0
25425 | LOS ANGELES 31 1 | 25427 | LOS ANGELES 31 3 | 1 | Closed | Line | NO | -309.4 | -15.9 | 309.8 | 0 | 0 | 0.22 | 0.92
20192 | CARMICHAEL 1 1 | 20194 | CARMICHAEL 1 3 | 1 | Closed | Line | NO | -53.5 | -11.5 | 54.7 | 0 | 0 | 0.01 | 0.03
53180 | BLOOMFIELD 1 1 | 53181 | BLOOMFIELD 1 2 | 1 | Closed | Line | NO | 24.1 | 7.5 | 25.3 | 0 | 0 | 0 | 0.01
20192 | CARMICHAEL 1 1 | 20193 | CARMICHAEL 1 2 | 1 | Closed | Line | NO | 53.5 | 11.5 | 54.7 | 0 | 0 | 0.01 | 0.04
25423 | LOS ANGELES 30 1 | 25424 | LOS ANGELES 30 2 | 1 | Closed | Line | NO | 56 | 9.2 | 56.7 | 0 | 0 | 0.01 | 0.04
53176 | MILAN 1 | 53177 | MILAN 2 | 1 | Closed | Line | NO | 9.6 | 5.4 | 11 | 0 | 0 | 0 | 0
53172 | MAGDALENA 1 | 53173 | MAGDALENA 2 | 1 | Closed | Line | NO | -5.5 | -0.6 | 5.5 | 0 | 0 | 0 | 0
20190 | SACRAMENTO 33 1 | 20191 | SACRAMENTO 33 2 | 1 | Closed | Line | NO | 35 | 16.4 | 38.7 | 0 | 0 | 0 | 0.01
53168 | ARREY 1 | 53170 | ARREY 3 | 1 | Closed | Line | NO | 4.5 | 0.5 | 4.6 | 0 | 0 | 0 | 0
53168 | ARREY 1 | 53169 | ARREY 2 | 1 | Closed | Line | NO | -4.5 | -0.5 | 4.6 | 0 | 0 | 0 | 0
10450 | AUBURN 6 1 | 10451 | AUBURN 6 2 | 1 | Closed | Line | NO | 47.8 | 18.8 | 51.4 | 0 | 0 | 0.01 | 0.03
25419 | TORRANCE 7 1 | 25420 | TORRANCE 7 2 | 1 | Closed | Line | NO | 38.9 | 20.3 | 43.8 | 0 | 0 | 0 | 0.02
53165 | LAGUNA 1 | 53166 | LAGUNA 2 | 1 | Closed | Line | NO | -8.8 | -3.4 | 9.4 | 0 | 0 | 0 | 0
53160 | TRUTH OR CONSEQUENCES 1 | 53163 | TRUTH OR CONSEQUENCES 4 | 1 | Closed | Line | NO | 0 | 0 | 0 | 0 | 0 | 0 | 0
53160 | TRUTH OR CONSEQUENCES 1 | 53162 | TRUTH OR CONSEQUENCES 3 | 1 | Closed | Line | NO | -12.6 | -4.3 | 13.4 | 0 | 0 | 0 | 0
53160 | TRUTH OR CONSEQUENCES 1 | 53161 | TRUTH OR CONSEQUENCES 2 | 1 | Closed | Line | NO | 12.6 | 4.3 | 13.4 | 0 | 0 | 0 | 0
53156 | LOS LUNAS 1 1 | 53158 | LOS LUNAS 1 3 | 1 | Closed | Line | NO | -12.9 | 12.1 | 17.7 | 0 | 0 | 0 | 0
53156 | LOS LUNAS 1 1 | 53157 | LOS LUNAS 1 2 | 1 | Closed | Line | NO | 30.9 | 7.1 | 31.7 | 0 | 0 | 0 | 0.01
25414 | LOS ANGELES 26 1 | 25415 | LOS ANGELES 26 2 | 1 | Closed | Line | NO | 51.9 | 9 | 52.7 | 0 | 0 | 0.01 | 0.03
10957 | CENTERVILLE 1 1 | 10960 | CENTERVILLE 1 4 | 1 | Closed | Line | NO | 79.2 | 51.5 | 94.5 | 0 | 0 | 0.02 | 0.08
25411 | BURBANK 5 1 | 25413 | BURBANK 5 3 | 1 | Closed | Line | NO | 0 | 0 | 0 | 0 | 0 | 0 | 0
53154 | ANTHONY 1 1 | 53155 | ANTHONY 1 2 | 1 | Closed | Line | NO | -25.8 | -2.8 | 25.9 | 0 | 0 | 0 | 0.01
25411 | BURBANK 5 1 | 25412 | BURBANK 5 2 | 1 | Closed | Line | NO | -70.9 | -17.2 | 73 | 0 | 0 | 0.01 | 0.06
53151 | LAS CRUCES 9 1 | 53152 | LAS CRUCES 9 2 | 1 | Closed | Line | NO | -35.9 | -15.9 | 39.2 | 0 | 0 | 0 | 0.02
25409 | TORRANCE 6 1 | 25410 | TORRANCE 6 2 | 1 | Closed | Line | NO | -28.9 | -7.6 | 29.9 | 0 | 0 | 0 | 0.01
53144 | LAS CRUCES 8 1 | 53146 | LAS CRUCES 8 3 | 1 | Closed | Line | NO | -20.2 | -5.8 | 21 | 0 | 0 | 0 | 0
53144 | LAS CRUCES 8 1 | 53145 | LAS CRUCES 8 2 | 1 | Closed | Line | NO | 19 | 5.7 | 19.8 | 0 | 0 | 0 | 0
25407 | TORRANCE 5 1 | 25408 | TORRANCE 5 2 | 1 | Closed | Line | NO | 28.9 | 3.3 | 29.1 | 0 | 0 | 0 | 0.01
74030 | ATHOL 1 | 74032 | ATHOL 3 | 1 | Closed | Line | NO | 2.5 | 0.2 | 2.6 | 0 | 0 | 0 | 0
53140 | RIO RANCHO 4 1 | 53141 | RIO RANCHO 4 2 | 1 | Closed | Line | NO | 36 | 7.9 | 36.8 | 0 | 0 | 0 | 0.02
10447 | WOODINVILLE 1 1 | 10448 | WOODINVILLE 1 2 | 1 | Closed | Line | NO | 53.6 | 15.9 | 55.9 | 0 | 0 | 0.01 | 0.03
10219 | TACOMA 12 1 | 10220 | TACOMA 12 2 | 1 | Closed | Line | NO | -38.5 | -11.2 | 40.1 | 0 | 0 | 0 | 0.02
53133 | ALBUQUERQUE 25 1 | 53134 | ALBUQUERQUE 25 2 | 1 | Closed | Line | NO | 40.6 | 7.9 | 41.4 | 0 | 0 | 0 | 0.02
20177 | NORTH HIGHLANDS 2 1 | 20178 | NORTH HIGHLANDS 2 2 | 1 | Closed | Line | NO | 27.6 | 2.2 | 27.7 | 0 | 0 | 0 | 0.01
53129 | JEMEZ PUEBLO 1 | 53130 | JEMEZ PUEBLO 2 | 1 | Closed | Line | NO | 6.8 | 2.7 | 7.3 | 0 | 0 | 0 | 0
25401 | LOS ANGELES 24 1 | 25403 | LOS ANGELES 24 3 | 1 | Closed | Line | NO | 104.8 | 29.9 | 109 | 0 | 0 | 0.03 | 0.13
53125 | PERALTA 1 | 53126 | PERALTA 2 | 1 | Closed | Line | NO | 6.4 | 1.1 | 6.5 | 0 | 0 | 0 | 0
53123 | ALBUQUERQUE 24 1 | 53124 | ALBUQUERQUE 24 2 | 1 | Closed | Line | NO | 43.1 | 20.5 | 47.8 | 0 | 0 | 0.01 | 0.02
53121 | ALBUQUERQUE 23 1 | 53122 | ALBUQUERQUE 23 2 | 1 | Closed | Line | NO | 43.1 | 27.3 | 51 | 0 | 0 | 0.01 | 0.03
10445 | BELLEVUE 6 1 | 10446 | BELLEVUE 6 2 | 1 | Closed | Line | NO | -59.7 | -15.8 | 61.8 | 0 | 0 | 0.01 | 0.04
25397 | ROSAMOND 1 1 | 25398 | ROSAMOND 1 2 | 1 | Closed | Line | NO | 34 | 13.3 | 36.5 | 0 | 0 | 0 | 0.01
53117 | MESQUITE 2 1 | 53118 | MESQUITE 2 2 | 1 | Closed | Line | NO | 5.4 | 1.1 | 5.5 | 0 | 0 | 0 | 0
53115 | BELEN 1 1 | 53116 | BELEN 1 2 | 1 | Closed | Line | NO | -33 | -5 | 33.4 | 0 | 0 | 0 | 0.01
25394 | BURBANK 4 1 | 25395 | BURBANK 4 2 | 1 | Closed | Line | NO | 27.7 | 8.8 | 29.1 | 0 | 0 | 0 | 0.01
53109 | ALBUQUERQUE 20 1 | 53110 | ALBUQUERQUE 20 2 | 1 | Closed | Line | NO | -21.8 | -1.8 | 21.9 | 0 | 0 | 0 | 0.01
10950 | FALL CITY 2 1 | 10952 | FALL CITY 2 3 | 1 | Closed | Line | NO | 0 | 0 | 0 | 0 | 0 | 0 | 0
53107 | ALBUQUERQUE 19 1 | 53108 | ALBUQUERQUE 19 2 | 1 | Closed | Line | NO | 21.8 | 3.5 | 22.1 | 0 | 0 | 0 | 0.01
53105 | CORRALES 1 | 53106 | CORRALES 2 | 1 | Closed | Line | NO | -12.2 | -0.3 | 12.2 | 0 | 0 | 0 | 0
53103 | ALBUQUERQUE 18 1 | 53104 | ALBUQUERQUE 18 2 | 1 | Closed | Line | NO | 18.9 | 9.3 | 21.1 | 0 | 0 | 0 | 0
53101 | ALBUQUERQUE 17 1 | 53102 | ALBUQUERQUE 17 2 | 1 | Closed | Line | NO | 18.9 | 2.9 | 19.1 | 0 | 0 | 0 | 0
53099 | VADO 1 | 53100 | VADO 2 | 1 | Closed | Line | NO | 3.5 | 1 | 3.6 | 0 | 0 | 0 | 0
25389 | BURBANK 3 1 | 25393 | BURBANK 3 5 | 1 | Closed | Line | NO | 0 | 0 | 0 | 0 | 0 | 0 | 0
53097 | ALBUQUERQUE 16 1 | 53098 | ALBUQUERQUE 16 2 | 1 | Closed | Line | NO | -40.4 | -11.8 | 42.1 | 0 | 0 | 0 | 0.02
25389 | BURBANK 3 1 | 25392 | BURBANK 3 4 | 1 | Closed | Line | NO | 25.7 | 10.7 | 27.8 | 0 | 0 | 0 | 0.01
53095 | ALBUQUERQUE 15 1 | 53096 | ALBUQUERQUE 15 2 | 1 | Closed | Line | NO | -40.4 | -10.3 | 41.7 | 0 | 0 | 0.01 | 0.02
25389 | BURBANK 3 1 | 25391 | BURBANK 3 3 | 1 | Closed | Line | NO | 27.7 | 6.5 | 28.5 | 0 | 0 | 0 | 0.01
20168 | OROVILLE 4 1 | 20169 | OROVILLE 4 2 | 1 | Closed | Line | NO | 27.6 | 3.4 | 27.8 | 0 | 0 | 0 | 0.01
10055 | TENINO 1 | 10056 | TENINO 2 | 1 | Closed | Line | NO | -17.6 | -5.2 | 18.3 | 0 | 0 | 0 | 0
25389 | BURBANK 3 1 | 25390 | BURBANK 3 2 | 1 | Closed | Line | NO | -53.4 | -17.2 | 56.1 | 0 | 0 | 0.01 | 0.03
53093 | SUNLAND PARK 1 1 | 53094 | SUNLAND PARK 1 2 | 1 | Closed | Line | NO | 18.6 | 4.9 | 19.2 | 0 | 0 | 0 | 0
53090 | BERNALILLO 1 | 53092 | BERNALILLO 3 | 1 | Closed | Line | NO | -14.2 | -4.6 | 14.9 | 0 | 0 | 0 | 0
53090 | BERNALILLO 1 | 53091 | BERNALILLO 2 | 1 | Closed | Line | NO | 14.2 | 4.6 | 14.9 | 0 | 0 | 0 | 0
20165 | OROVILLE 3 1 | 20167 | OROVILLE 3 3 | 1 | Closed | Line | NO | -28.6 | -2.7 | 28.7 | 0 | 0 | 0 | 0.01
53088 | ALBUQUERQUE 14 1 | 53089 | ALBUQUERQUE 14 2 | 1 | Closed | Line | NO | 20.3 | 10.1 | 22.6 | 0 | 0 | 0 | 0.01
53086 | ALBUQUERQUE 13 1 | 53087 | ALBUQUERQUE 13 2 | 1 | Closed | Line | NO | 27.1 | 5.3 | 27.6 | 0 | 0 | 0 | 0.01
25386 | TORRANCE 3 1 | 25387 | TORRANCE 3 2 | 1 | Closed | Line | NO | 33 | 11.7 | 35 | 0 | 0 | 0 | 0.01
20165 | OROVILLE 3 1 | 20166 | OROVILLE 3 2 | 1 | Closed | Line | NO | 27.6 | 2.5 | 27.7 | 0 | 0 | 0 | 0.01
53083 | ALBUQUERQUE 11 1 | 53084 | ALBUQUERQUE 11 2 | 1 | Closed | Line | NO | 27 | 8.1 | 28.2 | 0 | 0 | 0 | 0.01
25384 | HAWTHORNE 3 1 | 25385 | HAWTHORNE 3 2 | 1 | Closed | Line | NO | 94.8 | 21.8 | 97.3 | 0 | 0 | 0.02 | 0.1
20163 | ELK GROVE 4 1 | 20164 | ELK GROVE 4 2 | 1 | Closed | Line | NO | 36.2 | 4.8 | 36.5 | 0 | 0 | 0 | 0.01
53079 | ALBUQUERQUE 8 1 | 53080 | ALBUQUERQUE 8 2 | 1 | Closed | Line | NO | -28.3 | -12.4 | 30.9 | 0 | 0 | 0 | 0.01
20161 | ELK GROVE 3 1 | 20162 | ELK GROVE 3 2 | 1 | Closed | Line | NO | 36.2 | 10.9 | 37.8 | 0 | 0 | 0 | 0.01
53076 | ALBUQUERQUE 7 1 | 53078 | ALBUQUERQUE 7 3 | 1 | Closed | Line | NO | -30.5 | -4.4 | 30.8 | 0 | 0 | 0 | 0.01
53076 | ALBUQUERQUE 7 1 | 53077 | ALBUQUERQUE 7 2 | 1 | Closed | Line | NO | 30.5 | 4.4 | 30.8 | 0 | 0 | 0 | 0.01
53073 | ALBUQUERQUE 5 1 | 53074 | ALBUQUERQUE 5 2 | 1 | Closed | Line | NO | 25.2 | 10.7 | 27.3 | 0 | 0 | 0 | 0.01
25377 | LAWNDALE 2 1 | 25379 | LAWNDALE 2 3 | 1 | Closed | Line | NO | 31.4 | 12.8 | 33.9 | 0 | 0 | 0 | 0.01
25377 | LAWNDALE 2 1 | 25378 | LAWNDALE 2 2 | 1 | Closed | Line | NO | -58.2 | -16.4 | 60.4 | 0 | 0 | 0.01 | 0.04
20158 | SACRAMENTO 22 1 | 20160 | SACRAMENTO 22 3 | 1 | Closed | Line | NO | -30.9 | -8.2 | 31.9 | 0 | 0 | 0 | 0.01
53068 | ALBUQUERQUE 2 1 | 53070 | ALBUQUERQUE 2 3 | 1 | Closed | Line | NO | -29 | -9.5 | 30.5 | 0 | 0 | 0 | 0.01
53068 | ALBUQUERQUE 2 1 | 53069 | ALBUQUERQUE 2 2 | 1 | Closed | Line | NO | 29 | 9.5 | 30.5 | 0 | 0 | 0 | 0.01
20158 | SACRAMENTO 22 1 | 20159 | SACRAMENTO 22 2 | 1 | Closed | Line | NO | 30.9 | 8.2 | 31.9 | 0 | 0 | 0 | 0.01
53066 | ALBUQUERQUE 1 1 | 53067 | ALBUQUERQUE 1 2 | 1 | Closed | Line | NO | 41.5 | 2.3 | 41.5 | 0 | 0 | 0 | 0.02
53060 | TIJERAS 1 | 53062 | TIJERAS 3 | 1 | Closed | Line | NO | -13.4 | -3 | 13.8 | 0 | 0 | 0 | 0
53060 | TIJERAS 1 | 53061 | TIJERAS 2 | 1 | Closed | Line | NO | 13.4 | 3 | 13.8 | 0 | 0 | 0 | 0
20156 | TULELAKE 1 | 20157 | TULELAKE 2 | 1 | Closed | Line | NO | 4.5 | 0.4 | 4.5 | 0 | 0 | 0 | 0
10442 | MOUNT VERNON 3 1 | 10444 | MOUNT VERNON 3 3 | 1 | Closed | Line | NO | 0 | 0 | 0 | 0 | 0 | 0 | 0
53058 | SANDIA PARK 1 | 53059 | SANDIA PARK 2 | 1 | Closed | Line | NO | -6.9 | -1.1 | 6.9 | 0 | 0 | 0 | 0
53055 | LOS ALAMOS 1 | 53057 | LOS ALAMOS 3 | 1 | Closed | Line | NO | -27.2 | -9.6 | 28.8 | 0 | 0 | 0 | 0.01
53055 | LOS ALAMOS 1 | 53056 | LOS ALAMOS 2 | 1 | Closed | Line | NO | 27.2 | 9.6 | 28.8 | 0 | 0 | 0 | 0.01
25372 | LOS ANGELES 18 1 | 25373 | LOS ANGELES 18 2 | 1 | Closed | Line | NO | 42.8 | 9.6 | 43.9 | 0 | 0 | 0 | 0.02
53052 | CHAPARRAL 1 | 53053 | CHAPARRAL 2 | 1 | Closed | Line | NO | 22.1 | 3.6 | 22.4 | 0 | 0 | 0 | 0.01
25369 | LOS ANGELES 17 1 | 25371 | LOS ANGELES 17 3 | 1 | Closed | Line | NO | 1 | 0.6 | 1.1 | 0 | 0 | 0 | 0
25369 | LOS ANGELES 17 1 | 25370 | LOS ANGELES 17 2 | 1 | Closed | Line | NO | 42.8 | 3.1 | 43 | 0 | 0 | 0 | 0.02
53050 | EDGEWOOD 1 | 53051 | EDGEWOOD 2 | 1 | Closed | Line | NO | -18.3 | -5.9 | 19.3 | 0 | 0 | 0 | 0
53048 | SANTA FE 7 1 | 53049 | SANTA FE 7 2 | 1 | Closed | Line | NO | 32.1 | 11 | 34 | 0 | 0 | 0 | 0.01
20153 | SACRAMENTO 21 1 | 20155 | SACRAMENTO 21 3 | 1 | Closed | Line | NO | 27.2 | 14.8 | 31 | 0 | 0 | 0 | 0.01
10442 | MOUNT VERNON 3 1 | 10443 | MOUNT VERNON 3 2 | 1 | Closed | Line | NO | -40.3 | -12.8 | 42.3 | 0 | 0 | 0 | 0.02
25366 | INGLEWOOD 4 1 | 25368 | INGLEWOOD 4 3 | 1 | Closed | Line | NO | -26.5 | -7.4 | 27.5 | 0 | 0 | 0 | 0.01
25366 | INGLEWOOD 4 1 | 25367 | INGLEWOOD 4 2 | 1 | Closed | Line | NO | 26.5 | 7.4 | 27.5 | 0 | 0 | 0 | 0.01
20153 | SACRAMENTO 21 1 | 20154 | SACRAMENTO 21 2 | 1 | Closed | Line | NO | -27.2 | -14.8 | 31 | 0 | 0 | 0 | 0.01
53036 | ALAMOGORDO 2 1 | 53038 | ALAMOGORDO 2 3 | 1 | Closed | Line | NO | 28.1 | 5.3 | 28.6 | 0 | 0 | 0 | 0.01
25358 | SUN VALLEY 1 1 | 25360 | SUN VALLEY 1 3 | 1 | Closed | Line | NO | -43 | -4.8 | 43.3 | 0 | 0 | 0.01 | 0.02
25358 | SUN VALLEY 1 1 | 25359 | SUN VALLEY 1 2 | 1 | Closed | Line | NO | 43 | 4.8 | 43.3 | 0 | 0 | 0 | 0.02
53033 | TULAROSA 1 | 53034 | TULAROSA 2 | 1 | Closed | Line | NO | 7.3 | 2.3 | 7.6 | 0 | 0 | 0 | 0
20149 | SACRAMENTO 18 1 | 20150 | SACRAMENTO 18 2 | 1 | Closed | Line | NO | 31 | 7.9 | 32 | 0 | 0 | 0 | 0.01
53024 | SANTA FE 2 1 | 53025 | SANTA FE 2 2 | 1 | Closed | Line | NO | 24.3 | 7.7 | 25.5 | 0 | 0 | 0 | 0.01
10216 | BELLINGHAM 6 1 | 10217 | BELLINGHAM 6 2 | 1 | Closed | Line | NO | 36.4 | 3.1 | 36.5 | 0 | 0 | 0 | 0.01
25353 | LANCASTER 1 1 | 25354 | LANCASTER 1 2 | 1 | Closed | Line | NO | 63.8 | 22.6 | 67.7 | 0 | 0 | 0.01 | 0.05
53016 | ALTO 1 | 53018 | ALTO 3 | 1 | Closed | Line | NO | 4.4 | 1.5 | 4.7 | 0 | 0 | 0 | 0
74091 | BOISE 7 1 | 74093 | BOISE 7 3 | 1 | Closed | Line | NO | -36.4 | -7.3 | 37.2 | 0 | 0 | 0 | 0.02
53016 | ALTO 1 | 53017 | ALTO 2 | 1 | Closed | Line | NO | -4.4 | -1.5 | 4.7 | 0 | 0 | 0 | 0
20146 | ELK GROVE 2 1 | 20147 | ELK GROVE 2 2 | 1 | Closed | Line | NO | 54.9 | 15.4 | 57 | 0 | 0 | 0.01 | 0.04
10934 | COUGAR 2 1 | 10936 | COUGAR 2 3 | 1 | Closed | Line | NO | 0 | 0 | 0 | 0 | 0 | 0 | 0
53014 | EL PRADO 1 | 53015 | EL PRADO 2 | 1 | Closed | Line | NO | 9.5 | 2.4 | 9.8 | 0 | 0 | 0 | 0
74094 | BOISE 8 1 | 74101 | BOISE 8 8 | 1 | Closed | Line | NO | 0 | 0 | 0 | 0 | 0 | 0 | 0
53010 | RUIDOSO DOWNS 1 | 53011 | RUIDOSO DOWNS 2 | 1 | Closed | Line | NO | 5.8 | 2.9 | 6.5 | 0 | 0 | 0 | 0
25350 | REDONDO BEACH 2 1 | 25351 | REDONDO BEACH 2 2 | 1 | Closed | Line | NO | -36.1 | -12.9 | 38.3 | 0 | 0 | 0 | 0.01
53008 | RIBERA 1 | 53009 | RIBERA 2 | 1 | Closed | Line | NO | -5.1 | -0.2 | 5.1 | 0 | 0 | 0 | 0
10934 | COUGAR 2 1 | 10935 | COUGAR 2 2 | 1 | Closed | Line | NO | 72 | -3.5 | 72.1 | 0 | 0 | 0.01 | 0.06
53005 | TAOS 1 | 53006 | TAOS 2 | 1 | Closed | Line | NO | -16.4 | -7.4 | 18 | 0 | 0 | 0 | 0
20144 | ELK GROVE 1 1 | 20145 | ELK GROVE 1 2 | 1 | Closed | Line | NO | 54.4 | 11.4 | 55.6 | 0 | 0 | 0.01 | 0.03
53001 | ANGEL FIRE 1 | 53002 | ANGEL FIRE 2 | 1 | Closed | Line | NO | 6.2 | 0.7 | 6.2 | 0 | 0 | 0 | 0
10103 | VANCOUVER 5 1 | 10105 | VANCOUVER 5 3 | 1 | Closed | Line | NO | -57.7 | -17.1 | 60.2 | 0 | 0 | 0.01 | 0.04
25342 | SYLMAR 2 1 | 25344 | SYLMAR 2 3 | 1 | Closed | Line | NO | -55 | -16.2 | 57.4 | 0 | 0 | 0.01 | 0.03
50455 | SAINT GEORGE 5 3 | 50456 | SAINT GEORGE 5 4 | 1 | Closed | TransformerWinding | YES | 0 | 0 | 0 | 125 | 0 | 0 | 0
25342 | SYLMAR 2 1 | 25343 | SYLMAR 2 2 | 1 | Closed | Line | NO | 55 | 16.2 | 57.4 | 0 | 0 | 0.01 | 0.03
74107 | HORSESHOE BEND 1 | 74109 | HORSESHOE BEND 3 | 1 | Closed | Line | NO | -12.3 | -3.9 | 12.9 | 0 | 0 | 0 | 0
50450 | GRANTSVILLE 2 1 | 50452 | GRANTSVILLE 2 3 | 1 | Closed | Line | NO | -5.5 | -40.7 | 41 | 0 | 0 | 0 | 0.02
20141 | SACRAMENTO 15 1 | 20142 | SACRAMENTO 15 2 | 1 | Closed | Line | NO | 33.1 | 2.7 | 33.2 | 0 | 0 | 0 | 0.01
25339 | LOS ANGELES 13 1 | 25340 | LOS ANGELES 13 2 | 1 | Closed | Line | NO | 72.9 | 10.8 | 73.7 | 0 | 0 | 0.01 | 0.06
50443 | SALT LAKE CITY 32 1 | 50445 | SALT LAKE CITY 32 3 | 1 | Closed | Line | NO | 217.3 | -43.9 | 221.7 | 0 | 0 | 0.13 | 0.5
20139 | SACRAMENTO 14 1 | 20140 | SACRAMENTO 14 2 | 1 | Closed | Line | NO | 44.4 | 7.2 | 45 | 0 | 0 | 0.01 | 0.02
10437 | BELLEVUE 5 1 | 10438 | BELLEVUE 5 2 | 1 | Closed | Line | NO | 43.6 | 10.3 | 44.8 | 0 | 0 | 0 | 0.02
25332 | NORTH HOLLYWOOD 2 1 | 25336 | NORTH HOLLYWOOD 2 5 | 1 | Closed | Line | NO | 0 | 0 | 0 | 0 | 0 | 0 | 0
50430 | EVANSTON 2 2 | 50436 | EVANSTON 2 8 | 1 | Closed | Line | NO | -323.3 | 39.5 | 325.7 | 0 | 0 | 0.28 | 1.11
25332 | NORTH HOLLYWOOD 2 1 | 25335 | NORTH HOLLYWOOD 2 4 | 1 | Closed | Line | NO | 73.8 | 14.6 | 75.2 | 0 | 0 | 0.01 | 0.06
50429 | EVANSTON 2 1 | 50435 | EVANSTON 2 7 | 1 | Closed | Line | NO | 322.5 | -64.7 | 329 | 0 | 0 | 0.23 | 1.14
25332 | NORTH HOLLYWOOD 2 1 | 25334 | NORTH HOLLYWOOD 2 3 | 1 | Closed | Line | NO | -271.7 | -64.4 | 279.2 | 0 | 0 | 0.16 | 0.85
20137 | SACRAMENTO 13 1 | 20138 | SACRAMENTO 13 2 | 1 | Closed | Line | NO | 24.4 | 1.3 | 24.4 | 0 | 0 | 0 | 0.01
50424 | PAYSON 3 1 | 50428 | PAYSON 3 5 | 1 | Closed | Line | NO | -84.7 | 42.3 | 94.7 | 0 | 0 | 0.02 | 0.1
50420 | MILFORD 4 1 | 50423 | MILFORD 4 4 | 1 | Closed | Line | NO | 0 | 0 | 0 | 0 | 0 | 0 | 0
50420 | MILFORD 4 1 | 50422 | MILFORD 4 3 | 1 | Closed | Line | NO | 91.6 | 16.6 | 93.1 | 0 | 0 | 0.02 | 0.09
10924 | NORTH BEND 3 1 | 10927 | NORTH BEND 3 4 | 1 | Closed | Line | NO | 0 | 0 | 0 | 0 | 0 | 0 | 0
50407 | MILFORD 3 2 | 50410 | MILFORD 3 5 | 1 | Closed | Line | NO | 60.2 | 31.2 | 67.8 | 0 | 0 | 0.01 | 0.05
10924 | NORTH BEND 3 1 | 10926 | NORTH BEND 3 3 | 1 | Closed | Line | NO | 23.3 | -2.6 | 23.4 | 0 | 0 | 0 | 0.01
25324 | VALLEY VILLAGE 1 | 25325 | VALLEY VILLAGE 2 | 1 | Closed | Line | NO | -25.1 | -11.9 | 27.8 | 0 | 0 | 0 | 0.01
25322 | NORTH HOLLYWOOD 1 1 | 25323 | NORTH HOLLYWOOD 1 2 | 1 | Closed | Line | NO | 50.7 | 9.3 | 51.6 | 0 | 0 | 0.01 | 0.03
50400 | MONA 2 1 | 50405 | MONA 2 6 | 1 | Closed | Line | NO | 480.2 | 9.2 | 480.2 | 0 | 0 | 0.65 | 2.6
50392 | BEAVER 2 1 | 50394 | BEAVER 2 3 | 1 | Closed | Line | NO | 10.1 | 0 | 10.1 | 0 | 0 | 0 | 0
10103 | VANCOUVER 5 1 | 10104 | VANCOUVER 5 2 | 1 | Closed | Line | NO | 57.7 | 17.1 | 60.2 | 0 | 0 | 0.01 | 0.04
25317 | BEVERLY HILLS 1 | 25320 | BEVERLY HILLS 4 | 1 | Closed | Line | NO | 0 | 0 | 0 | 0 | 0 | 0 | 0
25317 | BEVERLY HILLS 1 | 25319 | BEVERLY HILLS 3 | 1 | Closed | Line | NO | -39.1 | -6.1 | 39.6 | 0 | 0 | 0 | 0.02
25317 | BEVERLY HILLS 1 | 25318 | BEVERLY HILLS 2 | 1 | Closed | Line | NO | 39.1 | 6.1 | 39.6 | 0 | 0 | 0 | 0.02
50383 | DELTA 2 1 | 50388 | DELTA 2 6 | 2 | Closed | Line | NO | 579.1 | -135 | 594.7 | 0 | 0 | 0.75 | 3.66
50383 | DELTA 2 1 | 50388 | DELTA 2 6 | 1 | Closed | Line | NO | 578.9 | -134.9 | 594.4 | 0 | 0 | 0.75 | 3.65
25314 | LOS ANGELES 10 1 | 25316 | LOS ANGELES 10 3 | 1 | Closed | Line | NO | -35.5 | -10 | 36.9 | 0 | 0 | 0 | 0.01
20131 | MARYSVILLE 6 1 | 20132 | MARYSVILLE 6 2 | 1 | Closed | Line | NO | -28.2 | -4.1 | 28.5 | 0 | 0 | 0 | 0.01
25314 | LOS ANGELES 10 1 | 25315 | LOS ANGELES 10 2 | 1 | Closed | Line | NO | 35.5 | 10 | 36.9 | 0 | 0 | 0 | 0.01
50370 | SALT LAKE CITY 30 1 | 50377 | SALT LAKE CITY 30 8 | 1 | Closed | Line | NO | 1.5 | -151.3 | 151.3 | 0 | 0 | 0.06 | 0.23
10916 | ROCKPORT 3 1 | 10920 | ROCKPORT 3 5 | 1 | Closed | Transformer | YES | 0 | 0 | 0 | 1238.1 | 0 | 0 | 0
50356 | OREM 6 1 | 50364 | OREM 6 9 | 1 | Closed | Transformer | YES | 0 | 0 | 0 | 1048 | 0 | 0 | 0
25311 | SANTA CLARITA 3 1 | 25312 | SANTA CLARITA 3 2 | 1 | Closed | Line | NO | -35.6 | -14.3 | 38.4 | 0 | 0 | 0 | 0.01
50354 | JENSEN 1 | 50355 | JENSEN 2 | 1 | Closed | Line | NO | 1.9 | 0.6 | 2 | 0 | 0 | 0 | 0
50345 | BLANDING 1 | 50351 | BLANDING 7 | 1 | Closed | Line | NO | 0 | 0 | 0 | 0 | 0 | 0 | 0
50345 | BLANDING 1 | 50350 | BLANDING 6 | 1 | Closed | Line | NO | 0 | 0 | 0 | 0 | 0 | 0 | 0
50345 | BLANDING 1 | 50349 | BLANDING 5 | 1 | Closed | Line | NO | 2.7 | -9.7 | 10.1 | 0 | 0 | 0 | 0
25306 | PACOIMA 1 1 | 25307 | PACOIMA 1 2 | 1 | Closed | Line | NO | 62.2 | 19.7 | 65.3 | 0 | 0 | 0.01 | 0.04
10906 | BEVERLY 2 | 10915 | BEVERLY 11 | 1 | Closed | Line | NO | 217.6 | -30.5 | 219.7 | 0 | 0 | 0.12 | 0.48
10213 | MOSSYROCK 1 | 10214 | MOSSYROCK 2 | 1 | Closed | Line | NO | 12.5 | 3.4 | 13 | 0 | 0 | 0 | 0
50334 | MONTICELLO 1 | 50336 | MONTICELLO 3 | 1 | Closed | Line | NO | 6.8 | 2 | 7 | 0 | 0 | 0 | 0
50331 | BLUFF 1 | 50333 | BLUFF 3 | 1 | Closed | Line | NO | 3.5 | 0.7 | 3.6 | 0 | 0 | 0 | 0
25304 | LOS ANGELES 8 1 | 25305 | LOS ANGELES 8 2 | 1 | Closed | Line | NO | 22.9 | 1.3 | 22.9 | 0 | 0 | 0 | 0.01
50329 | LAPOINT 1 | 50330 | LAPOINT 2 | 1 | Closed | Line | NO | -3.9 | -1.1 | 4 | 0 | 0 | 0 | 0
50327 | FORT DUCHESNE 1 | 50328 | FORT DUCHESNE 2 | 1 | Closed | Line | NO | 4.3 | 3.3 | 5.5 | 0 | 0 | 0 | 0
25300 | LOS ANGELES 6 1 | 25301 | LOS ANGELES 6 2 | 1 | Closed | Line | NO | 49.8 | 18.2 | 53 | 0 | 0 | 0.01 | 0.03
50322 | GREEN RIVER 1 1 | 50323 | GREEN RIVER 1 2 | 1 | Closed | Line | NO | 3.1 | 0.4 | 3.1 | 0 | 0 | 0 | 0
50320 | ALTAMONT 1 | 50321 | ALTAMONT 2 | 1 | Closed | Line | NO | -5.2 | -1.3 | 5.3 | 0 | 0 | 0 | 0
50317 | DUCHESNE 1 | 50318 | DUCHESNE 2 | 1 | Closed | Line | NO | 9.8 | 2.8 | 10.2 | 0 | 0 | 0 | 0
50314 | EVANSTON 1 1 | 50316 | EVANSTON 1 3 | 1 | Closed | Line | NO | 38 | 2.5 | 38.1 | 0 | 0 | 0 | 0.02
25295 | SHERMAN OAKS 2 1 | 25297 | SHERMAN OAKS 2 3 | 1 | Closed | Line | NO | -27.9 | -7.1 | 28.8 | 0 | 0 | 0 | 0.01
25295 | SHERMAN OAKS 2 1 | 25296 | SHERMAN OAKS 2 2 | 1 | Closed | Line | NO | 27.9 | 7.1 | 28.8 | 0 | 0 | 0 | 0.01
25293 | LOS ANGELES 5 1 | 25294 | LOS ANGELES 5 2 | 1 | Closed | Line | NO | 71.3 | 24.3 | 75.3 | 0 | 0 | 0.02 | 0.06
20118 | SACRAMENTO 3 1 | 20119 | SACRAMENTO 3 2 | 1 | Closed | Line | NO | -32.3 | -14.3 | 35.4 | 0 | 0 | 0 | 0.01
50310 | HELPER 1 1 | 50311 | HELPER 1 2 | 1 | Closed | Line | NO | 10.7 | 4.3 | 11.6 | 0 | 0 | 0 | 0
25291 | LOS ANGELES 4 1 | 25292 | LOS ANGELES 4 2 | 1 | Closed | Line | NO | 42.7 | 15.3 | 45.4 | 0 | 0 | 0.01 | 0.02
50304 | HUNTINGTON 1 1 | 50307 | HUNTINGTON 1 4 | 1 | Closed | Line | NO | 0 | 0 | 0 | 0 | 0 | 0 | 0
50304 | HUNTINGTON 1 1 | 50306 | HUNTINGTON 1 3 | 1 | Closed | Line | NO | -7.1 | -1.4 | 7.3 | 0 | 0 | 0 | 0
50304 | HUNTINGTON 1 1 | 50305 | HUNTINGTON 1 2 | 1 | Closed | Line | NO | 7.1 | 1.4 | 7.3 | 0 | 0 | 0 | 0
10430 | BELLEVUE 3 1 | 10431 | BELLEVUE 3 2 | 1 | Closed | Line | NO | -42.5 | 44.9 | 61.8 | 0 | 0 | 0.01 | 0.04
50290 | MIDWAY 1 | 50292 | MIDWAY 3 | 1 | Closed | Line | NO | -13.3 | -3.4 | 13.7 | 0 | 0 | 0 | 0
50290 | MIDWAY 1 | 50291 | MIDWAY 2 | 1 | Closed | Line | NO | 13.3 | 3.4 | 13.7 | 0 | 0 | 0 | 0
50287 | EPHRAIM 1 | 50288 | EPHRAIM 2 | 1 | Closed | Line | NO | 21 | 2.9 | 21.2 | 0 | 0 | 0 | 0.01
50285 | MAPLETON 1 | 50286 | MAPLETON 2 | 1 | Closed | Line | NO | 20.9 | 2.7 | 21.1 | 0 | 0 | 0 | 0
25287 | PANORAMA CITY 2 1 | 25289 | PANORAMA CITY 2 3 | 1 | Closed | Line | NO | 113.6 | 32.6 | 118.2 | 0 | 0 | 0.03 | 0.15
20114 | WEST SACRAMENTO 3 1 | 20115 | WEST SACRAMENTO 3 2 | 1 | Closed | Line | NO | 25.5 | 7.1 | 26.5 | 0 | 0 | 0 | 0.01
50281 | PROVO 6 1 | 50284 | PROVO 6 4 | 1 | Closed | Line | NO | -255.6 | -97.6 | 273.6 | 0 | 0 | 0.15 | 0.79
50281 | PROVO 6 1 | 50283 | PROVO 6 3 | 1 | Closed | Line | NO | 63.9 | 29.9 | 70.6 | 0 | 0 | 0.01 | 0.05
20111 | OLIVEHURST 1 | 20113 | OLIVEHURST 3 | 1 | Closed | Line | NO | 23.9 | 3 | 24 | 0 | 0 | 0 | 0.01
10211 | BELLINGHAM 4 1 | 10212 | BELLINGHAM 4 2 | 1 | Closed | Line | NO | -49.5 | -11.1 | 50.7 | 0 | 0 | 0.01 | 0.03
50277 | MORONI 1 | 50278 | MORONI 2 | 1 | Closed | Line | NO | 10.9 | 0.8 | 10.9 | 0 | 0 | 0 | 0
25284 | PANORAMA CITY 1 1 | 25286 | PANORAMA CITY 1 3 | 1 | Closed | Line | NO | 0 | 0 | 0 | 0 | 0 | 0 | 0
20111 | OLIVEHURST 1 | 20112 | OLIVEHURST 2 | 1 | Closed | Line | NO | -23.9 | -3 | 24 | 0 | 0 | 0 | 0.01
25284 | PANORAMA CITY 1 1 | 25285 | PANORAMA CITY 1 2 | 1 | Closed | Line | NO | -88.7 | -16.6 | 90.2 | 0 | 0 | 0.02 | 0.09
50273 | PROVO 4 1 | 50274 | PROVO 4 2 | 1 | Closed | Line | NO | -42 | -18.5 | 45.9 | 0 | 0 | 0.01 | 0.02
50270 | SALINA 1 | 50271 | SALINA 2 | 1 | Closed | Line | NO | 7 | 0.8 | 7 | 0 | 0 | 0 | 0
50268 | LOA 1 | 50269 | LOA 2 | 1 | Closed | Line | NO | 6.1 | 0.5 | 6.1 | 0 | 0 | 0 | 0
25281 | LOS ANGELES 3 1 | 25283 | LOS ANGELES 3 3 | 1 | Closed | Line | NO | -37.9 | -5 | 38.3 | 0 | 0 | 0 | 0.02
25281 | LOS ANGELES 3 1 | 25282 | LOS ANGELES 3 2 | 1 | Closed | Line | NO | 37.9 | 5 | 38.3 | 0 | 0 | 0 | 0.02
50265 | HYRUM 1 | 50266 | HYRUM 2 | 1 | Closed | Line | NO | 20.6 | 3.9 | 20.9 | 0 | 0 | 0 | 0
20108 | MAGALIA 1 | 20109 | MAGALIA 2 | 1 | Closed | Line | NO | -24.4 | -4.4 | 24.8 | 0 | 0 | 0 | 0.01
25277 | VAN NUYS 5 1 | 25280 | VAN NUYS 5 4 | 1 | Closed | Line | NO | 0 | 0 | 0 | 0 | 0 | 0 | 0
50261 | PLEASANT GROVE 1 1 | 50262 | PLEASANT GROVE 1 2 | 1 | Closed | Line | NO | 56.3 | 9.8 | 57.1 | 0 | 0 | 0.01 | 0.03
25277 | VAN NUYS 5 1 | 25279 | VAN NUYS 5 3 | 1 | Closed | Line | NO | -46 | -7.4 | 46.6 | 0 | 0 | 0.01 | 0.02
50258 | MORGAN 1 | 50259 | MORGAN 2 | 1 | Closed | Line | NO | 26.8 | 1.4 | 26.9 | 0 | 0 | 0 | 0.01
25277 | VAN NUYS 5 1 | 25278 | VAN NUYS 5 2 | 1 | Closed | Line | NO | 46 | 7.4 | 46.6 | 0 | 0 | 0 | 0.02
50255 | AMERICAN FORK 2 1 | 50257 | AMERICAN FORK 2 3 | 1 | Closed | Line | NO | -55.1 | -28.2 | 61.9 | 0 | 0 | 0.01 | 0.04
50255 | AMERICAN FORK 2 1 | 50256 | AMERICAN FORK 2 2 | 1 | Closed | Line | NO | 55.1 | 28.2 | 61.9 | 0 | 0 | 0.01 | 0.04
25275 | VAN NUYS 4 1 | 25276 | VAN NUYS 4 2 | 1 | Closed | Line | NO | 76.8 | 17 | 78.7 | 0 | 0 | 0.01 | 0.07
20106 | WEST SACRAMENTO 2 1 | 20107 | WEST SACRAMENTO 2 2 | 1 | Closed | Line | NO | -31.3 | -2.1 | 31.3 | 0 | 0 | 0 | 0.01
10427 | EVERETT 8 1 | 10429 | EVERETT 8 3 | 1 | Closed | Line | NO | 62.2 | 12.8 | 63.5 | 0 | 0 | 0.01 | 0.04
50251 | SPANISH FORK 1 1 | 50252 | SPANISH FORK 1 2 | 1 | Closed | Line | NO | 49.4 | 15.1 | 51.7 | 0 | 0 | 0.01 | 0.03
25272 | CANYON COUNTRY 2 1 | 25274 | CANYON COUNTRY 2 3 | 1 | Closed | Line | NO | -29.1 | -7.3 | 30 | 0 | 0 | 0 | 0.01
50245 | SANDY 8 1 | 50246 | SANDY 8 2 | 1 | Closed | Line | NO | 38.4 | 4.2 | 38.6 | 0 | 0 | 0 | 0.02
25272 | CANYON COUNTRY 2 1 | 25273 | CANYON COUNTRY 2 2 | 1 | Closed | Line | NO | 29.1 | 7.3 | 30 | 0 | 0 | 0 | 0.01
25270 | CANYON COUNTRY 1 1 | 25271 | CANYON COUNTRY 1 2 | 1 | Closed | Line | NO | -29.1 | -2.7 | 29.3 | 0 | 0 | 0 | 0.01
50239 | SALT LAKE CITY 27 1 | 50241 | SALT LAKE CITY 27 3 | 1 | Closed | Line | NO | 54.2 | 6.5 | 54.6 | 0 | 0 | 0.01 | 0.03
50237 | SALT LAKE CITY 26 1 | 50238 | SALT LAKE CITY 26 2 | 1 | Closed | Line | NO | 54.2 | 14.8 | 56.2 | 0 | 0 | 0.01 | 0.03
20101 | YUBA CITY 4 1 | 20104 | YUBA CITY 4 4 | 1 | Closed | Line | NO | 0 | 0 | 0 | 0 | 0 | 0 | 0
20101 | YUBA CITY 4 1 | 20103 | YUBA CITY 4 3 | 1 | Closed | Line | NO | -39.5 | -25 | 46.7 | 0 | 0 | 0.01 | 0.02
20101 | YUBA CITY 4 1 | 20102 | YUBA CITY 4 2 | 1 | Closed | Line | NO | 39.5 | 25 | 46.7 | 0 | 0 | 0.01 | 0.02
50229 | SALT LAKE CITY 25 1 | 50232 | SALT LAKE CITY 25 4 | 1 | Closed | Line | NO | 0 | 0 | 0 | 0 | 0 | 0 | 0
50229 | SALT LAKE CITY 25 1 | 50231 | SALT LAKE CITY 25 3 | 1 | Closed | Line | NO | 53.9 | 5.3 | 54.2 | 0 | 0 | 0.01 | 0.03
25266 | MARINA DEL REY 1 | 25268 | MARINA DEL REY 3 | 1 | Closed | Line | NO | 75.7 | 20.7 | 78.5 | 0 | 0 | 0.01 | 0.06
50229 | SALT LAKE CITY 25 1 | 50230 | SALT LAKE CITY 25 2 | 1 | Closed | Line | NO | -53.9 | -5.3 | 54.2 | 0 | 0 | 0.01 | 0.03
10051 | EASTSOUND 1 | 10052 | EASTSOUND 2 | 1 | Closed | Line | NO | 17.5 | 1.9 | 17.6 | 0 | 0 | 0 | 0
25263 | VAN NUYS 3 3 | 25264 | VAN NUYS 3 4 | 1 | Closed | TransformerWinding | YES | 0 | 0 | 0 | 51 | 0 | 0 | 0
25262 | VAN NUYS 3 2 | 25264 | VAN NUYS 3 4 | 1 | Closed | TransformerWinding | YES | 0 | 0 | 0 | 51 | 0 | 0 | 0
20098 | YUBA CITY 3 1 | 20100 | YUBA CITY 3 3 | 1 | Closed | Line | NO | 60.4 | 11.9 | 61.6 | 0 | 0 | 0.01 | 0.04
20098 | YUBA CITY 3 1 | 20099 | YUBA CITY 3 2 | 1 | Closed | Line | NO | -60.4 | -11.9 | 61.6 | 0 | 0 | 0.01 | 0.04
25261 | VAN NUYS 3 1 | 25265 | VAN NUYS 3 5 | 1 | Closed | Line | NO | 44.3 | 2.2 | 44.4 | 0 | 0 | 0 | 0.02
25258 | VENICE 2 1 | 25259 | VENICE 2 2 | 1 | Closed | Line | NO | 25.5 | 4.1 | 25.8 | 0 | 0 | 0 | 0.01
20095 | PARADISE 1 1 | 20096 | PARADISE 1 2 | 1 | Closed | Line | NO | 25.1 | 16.5 | 30 | 0 | 0 | 0 | 0.01
50209 | SALT LAKE CITY 23 1 | 50214 | SALT LAKE CITY 23 6 | 1 | Closed | Line | NO | -368.9 | -67.7 | 375.1 | 0 | 0 | 0.27 | 1.49
50209 | SALT LAKE CITY 23 1 | 50213 | SALT LAKE CITY 23 5 | 1 | Closed | Line | NO | 63.2 | 6.9 | 63.6 | 0 | 0 | 0.01 | 0.04
25256 | VENICE 1 1 | 25257 | VENICE 1 2 | 1 | Closed | Line | NO | 25.5 | 5.6 | 26.1 | 0 | 0 | 0 | 0.01
20092 | YUBA CITY 2 1 | 20094 | YUBA CITY 2 3 | 1 | Closed | Line | NO | -32.5 | -9.5 | 33.8 | 0 | 0 | 0 | 0.01
20092 | YUBA CITY 2 1 | 20093 | YUBA CITY 2 2 | 1 | Closed | Line | NO | 32.5 | 9.5 | 33.8 | 0 | 0 | 0 | 0.01
50201 | LOGAN 1 1 | 50202 | LOGAN 1 2 | 1 | Closed | Line | NO | 57.3 | 18.1 | 60.1 | 0 | 0 | 0.01 | 0.04
50198 | MONA 1 1 | 50199 | MONA 1 2 | 1 | Closed | Line | NO | 6.8 | 3.2 | 7.5 | 0 | 0 | 0 | 0
25250 | NEWHALL 2 1 | 25251 | NEWHALL 2 2 | 1 | Closed | Line | NO | 31.4 | 11.1 | 33.3 | 0 | 0 | 0 | 0.01
50196 | LEWISTON 1 1 | 50197 | LEWISTON 1 2 | 1 | Closed | Line | NO | -5.8 | -0.5 | 5.8 | 0 | 0 | 0 | 0
50193 | EDEN 1 | 50195 | EDEN 3 | 1 | Closed | Line | NO | -10.7 | -1.9 | 10.8 | 0 | 0 | 0 | 0
50193 | EDEN 1 | 50194 | EDEN 2 | 1 | Closed | Line | NO | 10.7 | 1.9 | 10.8 | 0 | 0 | 0 | 0
50190 | SALT LAKE CITY 21 1 | 50192 | SALT LAKE CITY 21 3 | 1 | Closed | Line | NO | -43.4 | -17.2 | 46.7 | 0 | 0 | 0.01 | 0.02
50190 | SALT LAKE CITY 21 1 | 50191 | SALT LAKE CITY 21 2 | 1 | Closed | Line | NO | 43.4 | 17.2 | 46.7 | 0 | 0 | 0 | 0.03
50187 | SALT LAKE CITY 19 1 | 50188 | SALT LAKE CITY 19 2 | 1 | Closed | Line | NO | 57.6 | 14.1 | 59.3 | 0 | 0 | 0.01 | 0.03
25247 | VAN NUYS 2 1 | 25248 | VAN NUYS 2 2 | 1 | Closed | Line | NO | 46.4 | 3.2 | 46.5 | 0 | 0 | 0.01 | 0.02
25244 | LOS ANGELES 2 1 | 25245 | LOS ANGELES 2 2 | 1 | Closed | Line | NO | 31.9 | 11.5 | 34 | 0 | 0 | 0 | 0.01
50182 | NEPHI 1 | 50183 | NEPHI 2 | 1 | Closed | Line | NO | 15 | 4.6 | 15.7 | 0 | 0 | 0 | 0
10100 | VANCOUVER 4 1 | 10102 | VANCOUVER 4 3 | 1 | Closed | Line | NO | 33.9 | 8.3 | 34.9 | 0 | 0 | 0 | 0.01
25239 | TEHACHAPI 1 1 | 25240 | TEHACHAPI 1 2 | 1 | Closed | Line | NO | -32.1 | -1.6 | 32.1 | 0 | 0 | 0 | 0.01
50174 | LEHI 1 1 | 50175 | LEHI 1 2 | 1 | Closed | Line | NO | -63.7 | -12.3 | 64.9 | 0 | 0 | 0.01 | 0.05
20088 | RIO VISTA 1 1 | 20089 | RIO VISTA 1 2 | 1 | Closed | Line | NO | 22.4 | 12.2 | 25.5 | 0 | 0 | 0 | 0.01
10424 | RENTON 4 1 | 10425 | RENTON 4 2 | 1 | Closed | Line | NO | 39 | 9.1 | 40 | 0 | 0 | 0 | 0.02
25235 | GRANADA HILLS 2 1 | 25236 | GRANADA HILLS 2 2 | 1 | Closed | Line | NO | 72.4 | 21 | 75.4 | 0 | 0 | 0.01 | 0.06
50158 | SARATOGA SPRINGS 3 | 50159 | SARATOGA SPRINGS 4 | 1 | Closed | TransformerWinding | YES | 0 | 0 | 0 | 90.5 | 0 | 0 | 0
50157 | SARATOGA SPRINGS 2 | 50159 | SARATOGA SPRINGS 4 | 1 | Closed | TransformerWinding | YES | 0 | 0 | 0 | 90.5 | 0 | 0 | 0
25233 | GRANADA HILLS 1 1 | 25234 | GRANADA HILLS 1 2 | 1 | Closed | Line | NO | -46.6 | -8.4 | 47.3 | 0 | 0 | 0 | 0.02
50156 | SARATOGA SPRINGS 1 | 50160 | SARATOGA SPRINGS 5 | 1 | Closed | Line | NO | 43.9 | 11.9 | 45.5 | 0 | 0 | 0 | 0.02
10887 | SUMAS 1 | 10891 | SUMAS 5 | 1 | Closed | Line | NO | 36.7 | 27.9 | 46.1 | 0 | 0 | 0 | 0.02
10422 | RENTON 3 1 | 10423 | RENTON 3 2 | 1 | Closed | Line | NO | 39 | 8.1 | 39.8 | 0 | 0 | 0 | 0.02
50153 | SALT LAKE CITY 13 1 | 50154 | SALT LAKE CITY 13 2 | 1 | Closed | Line | NO | 49.3 | 8 | 49.9 | 0 | 0 | 0.01 | 0.03
25228 | NORTHRIDGE 2 1 | 25229 | NORTHRIDGE 2 2 | 1 | Closed | Line | NO | 57.1 | 17.9 | 59.8 | 0 | 0 | 0.01 | 0.03
20085 | LIVE OAK 1 | 20086 | LIVE OAK 2 | 1 | Closed | Line | NO | 25.1 | 5.9 | 25.8 | 0 | 0 | 0 | 0.01
50151 | SALT LAKE CITY 12 1 | 50152 | SALT LAKE CITY 12 2 | 1 | Closed | Line | NO | 49.3 | 19.3 | 52.9 | 0 | 0 | 0.01 | 0.03
50149 | AURORA 1 1 | 50150 | AURORA 1 2 | 1 | Closed | Line | NO | 7.2 | 2 | 7.5 | 0 | 0 | 0 | 0
25224 | RESEDA 2 1 | 25227 | RESEDA 2 4 | 1 | Closed | Line | NO | -78.4 | 25.6 | 82.5 | 0 | 0 | 0.02 | 0.07
25224 | RESEDA 2 1 | 25226 | RESEDA 2 3 | 1 | Closed | Line | NO | 11.5 | 2.8 | 11.8 | 0 | 0 | 0 | 0
25224 | RESEDA 2 1 | 25225 | RESEDA 2 2 | 1 | Closed | Line | NO | 66.9 | 16 | 68.8 | 0 | 0 | 0.01 | 0.05
50144 | RIVERTON 2 1 | 50146 | RIVERTON 2 3 | 1 | Closed | Line | NO | 49.6 | 13.1 | 51.3 | 0 | 0 | 0.01 | 0.03
50144 | RIVERTON 2 1 | 50145 | RIVERTON 2 2 | 1 | Closed | Line | NO | -49.6 | -13.1 | 51.3 | 0 | 0 | 0.01 | 0.03
50141 | RIVERTON 1 1 | 50143 | RIVERTON 1 3 | 1 | Closed | Line | NO | -49.6 | -8 | 50.3 | 0 | 0 | 0.01 | 0.03
50141 | RIVERTON 1 1 | 50142 | RIVERTON 1 2 | 1 | Closed | Line | NO | 49.6 | 8 | 50.3 | 0 | 0 | 0.01 | 0.03
20083 | DAVIS 2 1 | 20084 | DAVIS 2 2 | 1 | Closed | Line | NO | -42.3 | -3.6 | 42.5 | 0 | 0 | 0 | 0.02
25217 | PORTER RANCH 2 1 | 25218 | PORTER RANCH 2 2 | 1 | Closed | Line | NO | 30.3 | 10.2 | 32 | 0 | 0 | 0 | 0.01
50137 | SALT LAKE CITY 10 1 | 50138 | SALT LAKE CITY 10 2 | 1 | Closed | Line | NO | 69 | 29.8 | 75.2 | 0 | 0 | 0.01 | 0.06
25214 | WINNETKA 2 1 | 25215 | WINNETKA 2 2 | 1 | Closed | Line | NO | -45.4 | -4.4 | 45.6 | 0 | 0 | 0 | 0.02
25212 | WINNETKA 1 1 | 25213 | WINNETKA 1 2 | 1 | Closed | Line | NO | 40.6 | 7 | 41.2 | 0 | 0 | 0 | 0.02
10100 | VANCOUVER 4 1 | 10101 | VANCOUVER 4 2 | 1 | Closed | Line | NO | -33.9 | -8.3 | 34.9 | 0 | 0 | 0 | 0.01
50131 | SALT LAKE CITY 8 1 | 50133 | SALT LAKE CITY 8 3 | 1 | Closed | Line | NO | -43.3 | -6.7 | 43.8 | 0 | 0 | 0 | 0.02
25209 | WOODLAND HILLS 4 1 | 25211 | WOODLAND HILLS 4 3 | 1 | Closed | Line | NO | 23.3 | 0.4 | 23.3 | 0 | 0 | 0 | 0.01
50131 | SALT LAKE CITY 8 1 | 50132 | SALT LAKE CITY 8 2 | 1 | Closed | Line | NO | 43.3 | 6.7 | 43.8 | 0 | 0 | 0.01 | 0.02
25209 | WOODLAND HILLS 4 1 | 25210 | WOODLAND HILLS 4 2 | 1 | Closed | Line | NO | -23.3 | -0.4 | 23.3 | 0 | 0 | 0 | 0.01
20080 | CHICO 6 1 | 20081 | CHICO 6 2 | 1 | Closed | Line | NO | 28.8 | 10.9 | 30.8 | 0 | 0 | 0 | 0.01
50127 | WEST JORDAN 4 1 | 50128 | WEST JORDAN 4 2 | 1 | Closed | Line | NO | 48.4 | 3.4 | 48.5 | 0 | 0 | 0.01 | 0.02
25206 | CANOGA PARK 3 1 | 25207 | CANOGA PARK 3 2 | 1 | Closed | Line | NO | 24.2 | 4.9 | 24.7 | 0 | 0 | 0 | 0.01
20077 | CHICO 4 1 | 20078 | CHICO 4 2 | 1 | Closed | Line | NO | 35.5 | 7.9 | 36.4 | 0 | 0 | 0 | 0.01
50123 | OGDEN 7 1 | 50124 | OGDEN 7 2 | 1 | Closed | Line | NO | 40.8 | 5.2 | 41.1 | 0 | 0 | 0 | 0.02
50121 | OGDEN 6 1 | 50122 | OGDEN 6 2 | 1 | Closed | Line | NO | -34.5 | -2.6 | 34.6 | 0 | 0 | 0 | 0.01
25203 | CHATSWORTH 1 1 | 25204 | CHATSWORTH 1 2 | 1 | Closed | Line | NO | 32.9 | 8 | 33.9 | 0 | 0 | 0 | 0.01
25200 | WOODLAND HILLS 1 1 | 25201 | WOODLAND HILLS 1 2 | 1 | Closed | Line | NO | 35.6 | 5.7 | 36 | 0 | 0 | 0 | 0.01
50114 | SOUTH JORDAN 1 1 | 50115 | SOUTH JORDAN 1 2 | 1 | Closed | Line | NO | 65.7 | 7.1 | 66.1 | 0 | 0 | 0.01 | 0.05
25197 | CANOGA PARK 2 1 | 25199 | CANOGA PARK 2 3 | 1 | Closed | Line | NO | -200.4 | -7.9 | 200.6 | 0 | 0 | 0.1 | 0.43
50112 | SALT LAKE CITY 7 1 | 50113 | SALT LAKE CITY 7 2 | 1 | Closed | Line | NO | 64.7 | 20.7 | 67.9 | 0 | 0 | 0.01 | 0.05
50110 | LAYTON 2 1 | 50111 | LAYTON 2 2 | 1 | Closed | Line | NO | -58 | -5 | 58.2 | 0 | 0 | 0.01 | 0.03
50108 | LAYTON 1 1 | 50109 | LAYTON 1 2 | 1 | Closed | Line | NO | 58 | 8.1 | 58.6 | 0 | 0 | 0.01 | 0.03
50105 | HILL AFB 1 | 50107 | HILL AFB 3 | 1 | Closed | Line | NO | -8.6 | -1 | 8.7 | 0 | 0 | 0 | 0
50105 | HILL AFB 1 | 50106 | HILL AFB 2 | 1 | Closed | Line | NO | 8.6 | 1 | 8.7 | 0 | 0 | 0 | 0
50100 | SALT LAKE CITY 4 1 | 50101 | SALT LAKE CITY 4 2 | 1 | Closed | Line | NO | 88.8 | 23.6 | 91.9 | 0 | 0 | 0.02 | 0.09
25194 | CANOGA PARK 1 1 | 25196 | CANOGA PARK 1 3 | 1 | Closed | Line | NO | -283.7 | -262 | 386.1 | 0 | 0 | 0.41 | 1.51
10874 | DAYTON 3 1 | 10886 | DAYTON 3 13 | 1 | Closed | Line | NO | 0 | 0 | 0 | 0 | 0 | 0 | 0
10418 | KENT 6 1 | 10419 | KENT 6 2 | 1 | Closed | Line | NO | 43.9 | 15.2 | 46.5 | 0 | 0 | 0.01 | 0.02
50096 | OGDEN 4 1 | 50097 | OGDEN 4 2 | 1 | Closed | Line | NO | -46.3 | -8.7 | 47.1 | 0 | 0 | 0.01 | 0.02
10874 | DAYTON 3 1 | 10885 | DAYTON 3 12 | 1 | Closed | Line | NO | 231.1 | -2.3 | 231.1 | 0 | 0 | 0.1 | 0.57
50093 | WILLARD 1 1 | 50094 | WILLARD 1 2 | 1 | Closed | Line | NO | 8.8 | 0.4 | 8.8 | 0 | 0 | 0 | 0
25190 | STEVENSON RANCH 1 | 25191 | STEVENSON RANCH 2 | 1 | Closed | Line | NO | -36.3 | -10.9 | 37.9 | 0 | 0 | 0 | 0.01
50089 | WEST JORDAN 1 1 | 50091 | WEST JORDAN 1 3 | 1 | Closed | Line | NO | -53 | -12.9 | 54.5 | 0 | 0 | 0.01 | 0.03
20071 | WOODLAND 3 1 | 20072 | WOODLAND 3 2 | 1 | Closed | Line | NO | -34.2 | -8.6 | 35.2 | 0 | 0 | 0 | 0.01
50089 | WEST JORDAN 1 1 | 50090 | WEST JORDAN 1 2 | 1 | Closed | Line | NO | 53 | 12.9 | 54.5 | 0 | 0 | 0.01 | 0.03
10205 | TACOMA 8 1 | 10206 | TACOMA 8 2 | 1 | Closed | Line | NO | 40.8 | 8.5 | 41.6 | 0 | 0 | 0 | 0.02
50085 | SALT LAKE CITY 1 1 | 50087 | SALT LAKE CITY 1 3 | 1 | Closed | Line | NO | 36.4 | 14.3 | 39.1 | 0 | 0 | 0 | 0.02
50085 | SALT LAKE CITY 1 1 | 50086 | SALT LAKE CITY 1 2 | 1 | Closed | Line | NO | -36.4 | -14.3 | 39.1 | 0 | 0 | 0 | 0.02
50082 | ROY 3 1 | 50084 | ROY 3 3 | 1 | Closed | Line | NO | -48.7 | -2.7 | 48.8 | 0 | 0 | 0.01 | 0.03
50082 | ROY 3 1 | 50083 | ROY 3 2 | 1 | Closed | Line | NO | 48.7 | 2.7 | 48.8 | 0 | 0 | 0.01 | 0.02
50079 | ROY 2 1 | 50081 | ROY 2 3 | 1 | Closed | Line | NO | -48.7 | -3.3 | 48.8 | 0 | 0 | 0.01 | 0.03
50079 | ROY 2 1 | 50080 | ROY 2 2 | 1 | Closed | Line | NO | 48.7 | 3.3 | 48.8 | 0 | 0 | 0.01 | 0.02
50074 | CLEARFIELD 1 1 | 50075 | CLEARFIELD 1 2 | 1 | Closed | Line | NO | 81.3 | 36.5 | 89.1 | 0 | 0 | 0.02 | 0.08
50071 | CLARKSTON 2 1 | 50073 | CLARKSTON 2 3 | 1 | Closed | Line | NO | -7.9 | -1.2 | 8 | 0 | 0 | 0 | 0
50071 | CLARKSTON 2 1 | 50072 | CLARKSTON 2 2 | 1 | Closed | Line | NO | 7.9 | 1.2 | 8 | 0 | 0 | 0 | 0
25184 | SIMI VALLEY 4 1 | 25186 | SIMI VALLEY 4 3 | 1 | Closed | Line | NO | 48.9 | 20 | 52.9 | 0 | 0 | 0.01 | 0.03
20067 | COLUSA 1 | 20068 | COLUSA 2 | 1 | Closed | Line | NO | 24.3 | 2.6 | 24.4 | 0 | 0 | 0 | 0.01
25182 | SIMI VALLEY 3 1 | 25183 | SIMI VALLEY 3 2 | 1 | Closed | Line | NO | 48.9 | 21.1 | 53.3 | 0 | 0 | 0.01 | 0.03
50063 | MONROE 4 1 | 50064 | MONROE 4 2 | 1 | Closed | Line | NO | 11.3 | 2.2 | 11.5 | 0 | 0 | 0 | 0
25178 | AGOURA HILLS 2 1 | 25179 | AGOURA HILLS 2 2 | 1 | Closed | Line | NO | -22.9 | -3.4 | 23.2 | 0 | 0 | 0 | 0.01
25173 | SIMI VALLEY 2 1 | 25175 | SIMI VALLEY 2 3 | 1 | Closed | Line | NO | -65.3 | -16 | 67.2 | 0 | 0 | 0.01 | 0.05
20063 | LOS MOLINOS 1 | 20065 | LOS MOLINOS 3 | 1 | Closed | Line | NO | -8.7 | -2 | 9 | 0 | 0 | 0 | 0
25173 | SIMI VALLEY 2 1 | 25174 | SIMI VALLEY 2 2 | 1 | Closed | Line | NO | 65.3 | 16 | 67.2 | 0 | 0 | 0.01 | 0.05
20063 | LOS MOLINOS 1 | 20064 | LOS MOLINOS 2 | 1 | Closed | Line | NO | 8.7 | 2 | 9 | 0 | 0 | 0 | 0
25171 | SIMI VALLEY 1 1 | 25172 | SIMI VALLEY 1 2 | 1 | Closed | Line | NO | -65.3 | -11.5 | 66.3 | 0 | 0 | 0.01 | 0.05
50050 | TOOELE 2 1 | 50051 | TOOELE 2 2 | 1 | Closed | Line | NO | 57.6 | 4.4 | 57.8 | 0 | 0 | 0.01 | 0.04
50043 | TREMONTON 1 | 50048 | TREMONTON 6 | 1 | Closed | Line | NO | 0 | 0 | 0 | 0 | 0 | 0 | 0
50043 | TREMONTON 1 | 50047 | TREMONTON 5 | 1 | Closed | Line | NO | -11.1 | -1.6 | 11.2 | 0 | 0 | 0 | 0
25166 | BAKERSFIELD 18 1 | 25167 | BAKERSFIELD 18 2 | 1 | Closed | Line | NO | 47.2 | 25.4 | 53.6 | 0 | 0 | 0.01 | 0.03
10098 | DUPONT 1 | 10099 | DUPONT 2 | 1 | Closed | Line | NO | -19.8 | -5.6 | 20.6 | 0 | 0 | 0 | 0
10048 | OLYMPIA 6 1 | 10050 | OLYMPIA 6 3 | 1 | Closed | Line | NO | 0 | 0 | 0 | 0 | 0 | 0 | 0
20060 | REDDING 6 1 | 20061 | REDDING 6 2 | 1 | Closed | Line | NO | -44 | -9.1 | 44.9 | 0 | 0 | 0.01 | 0.02
50040 | FILLMORE 2 1 | 50041 | FILLMORE 2 2 | 1 | Closed | Line | NO | 9.2 | 4.2 | 10.1 | 0 | 0 | 0 | 0
50037 | PANGUITCH 1 | 50039 | PANGUITCH 3 | 1 | Closed | Line | NO | -6.9 | -1.7 | 7.1 | 0 | 0 | 0 | 0
50037 | PANGUITCH 1 | 50038 | PANGUITCH 2 | 1 | Closed | Line | NO | 6.9 | 1.7 | 7.1 | 0 | 0 | 0 | 0
25161 | ARVIN 1 | 25162 | ARVIN 2 | 1 | Closed | Line | NO | -37.7 | -21.5 | 43.4 | 0 | 0 | 0 | 0.02
50032 | BEAVER 1 1 | 50033 | BEAVER 1 2 | 1 | Closed | Line | NO | -9.9 | -1.7 | 10 | 0 | 0 | 0 | 0
50028 | ORDERVILLE 1 | 50031 | ORDERVILLE 4 | 1 | Closed | Line | NO | -37 | 0.1 | 37 | 0 | 0 | 0 | 0.01
50028 | ORDERVILLE 1 | 50030 | ORDERVILLE 3 | 1 | Closed | Line | NO | 5.5 | 3.6 | 6.5 | 0 | 0 | 0 | 0
25158 | THOUSAND OAKS 2 3 | 25159 | THOUSAND OAKS 2 4 | 1 | Closed | TransformerWinding | YES | 0 | 0 | 0 | 75 | 0 | 0 | 0
50025 | PAROWAN 1 | 50026 | PAROWAN 2 | 1 | Closed | Line | NO | -8.8 | -0.3 | 8.8 | 0 | 0 | 0 | 0
50023 | MILFORD 1 1 | 50024 | MILFORD 1 2 | 1 | Closed | Line | NO | 7.5 | 4.3 | 8.6 | 0 | 0 | 0 | 0
10203 | LANGLEY 1 | 10204 | LANGLEY 2 | 1 | Closed | Line | NO | 12.7 | 2.6 | 12.9 | 0 | 0 | 0 | 0
25154 | THOUSAND OAKS 1 1 | 25155 | THOUSAND OAKS 1 2 | 1 | Closed | Line | NO | 38.2 | 15.2 | 41.1 | 0 | 0 | 0 | 0.02
20054 | ANDERSON 1 1 | 20055 | ANDERSON 1 2 | 1 | Closed | Line | NO | 41.1 | 12.4 | 43 | 0 | 0 | 0 | 0.02
25152 | WESTLAKE VILLAGE 1 | 25153 | WESTLAKE VILLAGE 2 | 1 | Closed | Line | NO | 36.8 | 9.3 | 37.9 | 0 | 0 | 0 | 0.02
25149 | FILLMORE 1 1 | 25151 | FILLMORE 1 3 | 1 | Closed | Line | NO | 31.2 | 7.9 | 32.2 | 0 | 0 | 0 | 0.01
25149 | FILLMORE 1 1 | 25150 | FILLMORE 1 2 | 1 | Closed | Line | NO | -31.2 | -7.9 | 32.2 | 0 | 0 | 0 | 0.01
50011 | WASHINGTON 1 | 50013 | WASHINGTON 3 | 1 | Closed | Line | NO | -48.8 | -18.1 | 52 | 0 | 0 | 0.01 | 0.03
50011 | WASHINGTON 1 | 50012 | WASHINGTON 2 | 1 | Closed | Line | NO | 48.8 | 18.1 | 52 | 0 | 0 | 0.01 | 0.03
25147 | MOORPARK 2 1 | 25148 | MOORPARK 2 2 | 1 | Closed | Line | NO | -32.8 | -11.1 | 34.6 | 0 | 0 | 0 | 0.01
10412 | BOTHELL 6 1 | 10413 | BOTHELL 6 2 | 1 | Closed | Line | NO | 61.4 | 11.2 | 62.4 | 0 | 0 | 0.01 | 0.04
50008 | SAINT GEORGE 3 1 | 50009 | SAINT GEORGE 3 2 | 1 | Closed | Line | NO | 46.5 | 19.9 | 50.6 | 0 | 0 | 0.01 | 0.02
50006 | WENDOVER 1 | 50007 | WENDOVER 2 | 1 | Closed | Line | NO | 4.1 | 1.5 | 4.4 | 0 | 0 | 0 | 0
25144 | LAMONT 1 | 25145 | LAMONT 2 | 1 | Closed | Line | NO | 31.5 | 9.3 | 32.8 | 0 | 0 | 0 | 0.01
50003 | SAINT GEORGE 1 1 | 50004 | SAINT GEORGE 1 2 | 1 | Closed | Line | NO | 55.5 | 26.2 | 61.4 | 0 | 0 | 0.01 | 0.04
20050 | REDDING 3 1 | 20051 | REDDING 3 2 | 1 | Closed | Line | NO | -30 | -3.5 | 30.2 | 0 | 0 | 0 | 0.01
41013 | CHINO VALLEY 2 1 | 41015 | CHINO VALLEY 2 3 | 1 | Closed | Line | NO | 0 | 0 | 0 | 0 | 0 | 0 | 0
25140 | BAKERSFIELD 15 1 | 25141 | BAKERSFIELD 15 2 | 1 | Closed | Line | NO | -49.6 | -15.1 | 51.8 | 0 | 0 | 0.01 | 0.03
20048 | MONTAGUE 1 | 20049 | MONTAGUE 2 | 1 | Closed | Line | NO | 8.2 | 0.7 | 8.3 | 0 | 0 | 0 | 0
41006 | LAKE HAVASU CITY 4 1 | 41012 | LAKE HAVASU CITY 4 7 | 1 | Closed | Line | NO | 336.9 | -224.2 | 404.7 | 0 | 0 | 0.45 | 1.74
40998 | ARLINGTON 12 1 | 41003 | ARLINGTON 12 6 | 1 | Closed | Line | NO | 198.8 | 31.4 | 201.3 | 0 | 0 | 0.11 | 0.39
40991 | ARLINGTON 11 1 | 40993 | ARLINGTON 11 3 | 1 | Closed | Transformer | YES | 0 | 0 | 0 | 1087.8 | 0 | 0 | 0
40982 | CHLORIDE 2 4 | 40983 | CHLORIDE 2 5 | 1 | Closed | TransformerWinding | YES | 0 | 0 | 0 | 100 | 0 | 0 | 0
20044 | RED BLUFF 1 1 | 20045 | RED BLUFF 1 2 | 1 | Closed | Line | NO | -25.9 | -12.4 | 28.7 | 0 | 0 | 0 | 0.01
40979 | CHLORIDE 2 1 | 40989 | CHLORIDE 2 11 | 1 | Closed | Transformer | YES | 0 | 0 | 0 | 1404.3 | 0 | 0 | 0
40979 | CHLORIDE 2 1 | 40988 | CHLORIDE 2 10 | 1 | Closed | Transformer | YES | 0 | 0 | 0 | 1404.3 | 0 | 0 | 0
10856 | CENTRALIA 2 1 | 10861 | CENTRALIA 2 6 | 1 | Closed | Line | NO | -217.9 | -104.4 | 241.6 | 0 | 0 | 0.15 | 0.55
25134 | NEWBURY PARK 1 1 | 25136 | NEWBURY PARK 1 3 | 1 | Closed | Line | NO | 39.9 | 17.3 | 43.5 | 0 | 0 | 0 | 0.02
25134 | NEWBURY PARK 1 1 | 25135 | NEWBURY PARK 1 2 | 1 | Closed | Line | NO | -39.9 | -17.3 | 43.5 | 0 | 0 | 0 | 0.02
25129 | CAMARILLO 3 1 | 25130 | CAMARILLO 3 2 | 1 | Closed | Line | NO | -31.2 | -5.1 | 31.6 | 0 | 0 | 0 | 0.01
40957 | GILA BEND 6 2 | 40965 | GILA BEND 6 10 | 1 | Closed | Line | NO | 790.5 | -9.5 | 790.6 | 0 | 0 | 1.55 | 6.37
40956 | GILA BEND 6 1 | 40964 | GILA BEND 6 9 | 1 | Closed | Transformer | YES | 0 | 0 | 0 | 1477.1 | 0 | 0 | 0
20040 | REDDING 1 1 | 20041 | REDDING 1 2 | 1 | Closed | Line | NO | 30.5 | 3.5 | 30.7 | 0 | 0 | 0 | 0.01
40953 | PHOENIX 76 1 | 40955 | PHOENIX 76 3 | 1 | Closed | Line | NO | -424.4 | -37.2 | 426 | 0 | 0 | 0.5 | 2
25124 | FRAZIER PARK 1 | 25126 | FRAZIER PARK 3 | 1 | Closed | Line | NO | 16 | 3.3 | 16.3 | 0 | 0 | 0 | 0
40950 | YUMA 8 1 | 40952 | YUMA 8 3 | 1 | Closed | Line | NO | 0 | 0 | 0 | 0 | 0 | 0 | 0
40950 | YUMA 8 1 | 40951 | YUMA 8 2 | 1 | Closed | Line | NO | 0 | 0 | 0 | 0 | 0 | 0 | 0
25124 | FRAZIER PARK 1 | 25125 | FRAZIER PARK 2 | 1 | Closed | Line | NO | -16 | -3.3 | 16.3 | 0 | 0 | 0 | 0
20038 | WEED 1 | 20039 | WEED 2 | 1 | Closed | Line | NO | 12.8 | 1.9 | 13 | 0 | 0 | 0 | 0
40941 | TEMPE 10 3 | 40942 | TEMPE 10 4 | 1 | Closed | TransformerWinding | YES | 0 | 0 | 0 | 125 | 0 | 0 | 0
40939 | TEMPE 10 1 | 40944 | TEMPE 10 6 | 1 | Closed | Transformer | YES | 0 | 0 | 0 | 748 | 0 | 0 | 0
25121 | BAKERSFIELD 8 1 | 25122 | BAKERSFIELD 8 2 | 1 | Closed | Line | NO | 39.2 | 14.4 | 41.8 | 0 | 0 | 0 | 0.02
77011 | SHEPHERD 1 | 77013 | SHEPHERD 3 | 1 | Closed | Line | NO | -7 | -2.3 | 7.3 | 0 | 0 | 0 | 0
10048 | OLYMPIA 6 1 | 10049 | OLYMPIA 6 2 | 1 | Closed | Line | NO | -45.8 | -10.2 | 46.9 | 0 | 0 | 0 | 0.02
40931 | JOSEPH CITY 2 1 | 40938 | JOSEPH CITY 2 8 | 1 | Closed | Line | NO | 417.1 | -562.1 | 699.9 | 0 | 0 | 1.33 | 5.01
25119 | BAKERSFIELD 7 1 | 25120 | BAKERSFIELD 7 2 | 1 | Closed | Line | NO | -52.6 | -8.8 | 53.3 | 0 | 0 | 0.01 | 0.03
40922 | PAGE 3 1 | 40930 | PAGE 3 9 | 2 | Closed | Line | NO | 272.6 | -245.8 | 367 | 0 | 0 | 0.3 | 1.45
40922 | PAGE 3 1 | 40930 | PAGE 3 9 | 1 | Closed | Line | NO | 272.6 | -245.7 | 367 | 0 | 0 | 0.3 | 1.45
40922 | PAGE 3 1 | 40929 | PAGE 3 8 | 1 | Closed | Transformer | YES | 0 | 0 | 0 | 977.6 | 0 | 0 | 0
25117 | BAKERSFIELD 6 1 | 25118 | BAKERSFIELD 6 2 | 1 | Closed | Line | NO | 52.6 | 9 | 53.3 | 0 | 0 | 0.01 | 0.03
40922 | PAGE 3 1 | 40928 | PAGE 3 7 | 1 | Closed | Transformer | YES | 0 | 0 | 0 | 981.6 | 0 | 0 | 0
40922 | PAGE 3 1 | 40926 | PAGE 3 5 | 1 | Closed | Transformer | YES | 0 | 0 | 0 | 997.8 | 0 | 0 | 0
10402 | BOTHELL 2 1 | 10405 | BOTHELL 2 4 | 1 | Closed | Line | NO | 0 | 0 | 0 | 0 | 0 | 0 | 0
20034 | YREKA 1 | 20035 | YREKA 2 | 1 | Closed | Line | NO | 19.1 | 7.7 | 20.6 | 0 | 0 | 0 | 0
40909 | TONOPAH 4 1 | 40914 | TONOPAH 4 6 | 1 | Closed | Transformer | YES | 0 | 0 | 0 | 1535.9 | 0 | 0 | 0
20032 | KELSEYVILLE 1 | 20033 | KELSEYVILLE 2 | 1 | Closed | Line | NO | 20.2 | 2.5 | 20.3 | 0 | 0 | 0 | 0
10845 | BURBANK 2 2 | 10854 | BURBANK 2 11 | 1 | Closed | Line | NO | -10 | -47.2 | 48.3 | 0 | 0 | 0 | 0.02
10402 | BOTHELL 2 1 | 10404 | BOTHELL 2 3 | 1 | Closed | Line | NO | 32.1 | 11.1 | 33.9 | 0 | 0 | 0 | 0.01
25108 | BAKERSFIELD 4 1 | 25110 | BAKERSFIELD 4 3 | 1 | Closed | Line | NO | 73.1 | 26.6 | 77.8 | 0 | 0 | 0.01 | 0.06
25105 | OXNARD 7 1 | 25106 | OXNARD 7 2 | 1 | Closed | Line | NO | 49.6 | 12 | 51.1 | 0 | 0 | 0.01 | 0.03
10844 | BURBANK 2 1 | 10855 | BURBANK 2 12 | 1 | Closed | Line | NO | 425.3 | -24.9 | 426.1 | 0 | 0 | 0.38 | 1.88
10402 | BOTHELL 2 1 | 10403 | BOTHELL 2 2 | 1 | Closed | Line | NO | -32.1 | -11.1 | 33.9 | 0 | 0 | 0 | 0.01
40875 | SPRINGERVILLE 2 1 | 40882 | SPRINGERVILLE 2 8 | 1 | Closed | Line | NO | 560.4 | -161.7 | 583.3 | 0 | 0 | 0.81 | 3.32
25098 | VENTURA 3 1 | 25101 | VENTURA 3 4 | 1 | Closed | Line | NO | 0 | 0 | 0 | 0 | 0 | 0 | 0
25098 | VENTURA 3 1 | 25100 | VENTURA 3 3 | 1 | Closed | Line | NO | 26.2 | 12.8 | 29.2 | 0 | 0 | 0 | 0.01
10399 | BOTHELL 1 1 | 10401 | BOTHELL 1 3 | 1 | Closed | Line | NO | -32.1 | -7.2 | 32.9 | 0 | 0 | 0 | 0.01
25098 | VENTURA 3 1 | 25099 | VENTURA 3 2 | 1 | Closed | Line | NO | -26.2 | -12.8 | 29.2 | 0 | 0 | 0 | 0.01
40872 | GLOBE 2 1 | 40874 | GLOBE 2 3 | 1 | Closed | Line | NO | 19.9 | -1.4 | 20 | 0 | 0 | 0 | 0
20022 | UKIAH 1 1 | 20024 | UKIAH 1 3 | 1 | Closed | Line | NO | -120 | -128.3 | 175.7 | 0 | 0 | 0.08 | 0.34
40862 | CHANDLER 15 1 | 40864 | CHANDLER 15 3 | 1 | Closed | Line | NO | 9.1 | 3.6 | 9.8 | 0 | 0 | 0 | 0
10399 | BOTHELL 1 1 | 10400 | BOTHELL 1 2 | 1 | Closed | Line | NO | 32.1 | 7.2 | 32.9 | 0 | 0 | 0 | 0.01
40852 | TUCSON 50 2 | 40860 | TUCSON 50 10 | 1 | Closed | Line | NO | 1196.7 | 197.7 | 1213 | 0 | 0 | 3.71 | 16.02
25093 | BAKERSFIELD 3 1 | 25095 | BAKERSFIELD 3 3 | 1 | Closed | Line | NO | 36.7 | 8 | 37.6 | 0 | 0 | 0 | 0.01
25093 | BAKERSFIELD 3 1 | 25094 | BAKERSFIELD 3 2 | 1 | Closed | Line | NO | -36.7 | -8 | 37.6 | 0 | 0 | 0 | 0.01
25091 | BAKERSFIELD 2 1 | 25092 | BAKERSFIELD 2 2 | 1 | Closed | Line | NO | 36.7 | 8.4 | 37.7 | 0 | 0 | 0 | 0.02
40847 | GILA BEND 4 1 | 40850 | GILA BEND 4 4 | 1 | Closed | Transformer | YES | 0 | 0 | 0 | 772.3 | 0 | 0 | 0
20019 | WILLITS 1 | 20020 | WILLITS 2 | 1 | Closed | Line | NO | 24 | 2.7 | 24.2 | 0 | 0 | 0 | 0.01
20017 | LAYTONVILLE 1 | 20018 | LAYTONVILLE 2 | 1 | Closed | Line | NO | 10.6 | 1.8 | 10.7 | 0 | 0 | 0 | 0
25085 | DELANO 1 1 | 25086 | DELANO 1 2 | 1 | Closed | Line | NO | -50.1 | -9.6 | 51 | 0 | 0 | 0.01 | 0.03
40840 | PHOENIX 74 1 | 40846 | PHOENIX 74 7 | 1 | Closed | Line | NO | 1943.2 | -316 | 1968.8 | 0 | 0 | 10.48 | 37.95
20015 | HOOPA 1 | 20016 | HOOPA 2 | 1 | Closed | Line | NO | 13.7 | 3.4 | 14.1 | 0 | 0 | 0 | 0
25081 | VENTURA 1 1 | 25083 | VENTURA 1 3 | 1 | Closed | Line | NO | -45.4 | -16.6 | 48.4 | 0 | 0 | 0.01 | 0.03
25081 | VENTURA 1 1 | 25082 | VENTURA 1 2 | 1 | Closed | Line | NO | 45.4 | 16.6 | 48.4 | 0 | 0 | 0.01 | 0.03
40835 | ARLINGTON 9 1 | 40839 | ARLINGTON 9 5 | 1 | Closed | Line | NO | 428.4 | -73.7 | 434.7 | 0 | 0 | 0.36 | 1.93
20012 | MENDOCINO 1 | 20013 | MENDOCINO 2 | 1 | Closed | Line | NO | -13 | -7.9 | 15.2 | 0 | 0 | 0 | 0
10094 | STEILACOOM 1 | 10096 | STEILACOOM 3 | 1 | Closed | Line | NO | 18 | 4.4 | 18.6 | 0 | 0 | 0 | 0
10006 | LONG BEACH 1 1 | 10007 | LONG BEACH 1 2 | 1 | Closed | Line | NO | -13.4 | -1.3 | 13.5 | 0 | 0 | 0 | 0
40822 | CHANDLER 14 4 | 40823 | CHANDLER 14 5 | 1 | Closed | TransformerWinding | YES | 0 | 0 | 0 | 50 | 0 | 0 | 0
40820 | CHANDLER 14 2 | 40831 | CHANDLER 14 13 | 1 | Closed | Line | NO | 362.5 | -86.4 | 372.7 | 0 | 0 | 0.29 | 1.34
40819 | CHANDLER 14 1 | 40830 | CHANDLER 14 12 | 1 | Closed | Line | NO | -28.1 | -364.8 | 365.9 | 0 | 0 | 0.37 | 1.53
25076 | SHAFTER 1 | 25077 | SHAFTER 2 | 1 | Closed | Line | NO | 39.4 | 6.2 | 39.9 | 0 | 0 | 0 | 0.02
25074 | OAK VIEW 1 | 25075 | OAK VIEW 2 | 1 | Closed | Line | NO | 11 | 3.4 | 11.5 | 0 | 0 | 0 | 0
20010 | GARBERVILLE 1 | 20011 | GARBERVILLE 2 | 1 | Closed | Line | NO | 16.7 | 4.9 | 17.4 | 0 | 0 | 0 | 0
40811 | GLENDALE 23 3 | 40812 | GLENDALE 23 4 | 1 | Closed | TransformerWinding | YES | 0 | 0 | 0 | 150 | 0 | 0 | 0
25071 | TAFT 1 1 | 25072 | TAFT 1 2 | 1 | Closed | Line | NO | -31.2 | -5.5 | 31.7 | 0 | 0 | 0 | 0.01
20008 | MCKINLEYVILLE 1 | 20009 | MCKINLEYVILLE 2 | 1 | Closed | Line | NO | 39.9 | 9.4 | 41 | 0 | 0 | 0 | 0.02
25068 | WASCO 6 1 | 25070 | WASCO 6 3 | 1 | Closed | Line | NO | 24.4 | 18.2 | 30.5 | 0 | 0 | 0 | 0.01
25068 | WASCO 6 1 | 25069 | WASCO 6 2 | 1 | Closed | Line | NO | -24.4 | -18.2 | 30.5 | 0 | 0 | 0 | 0.01
20005 | CRESCENT CITY 1 | 20007 | CRESCENT CITY 3 | 1 | Closed | Line | NO | 51.5 | 8.8 | 52.2 | 0 | 0 | 0.01 | 0.03
25066 | WASCO 5 1 | 25067 | WASCO 5 2 | 1 | Closed | Line | NO | 24.4 | 6.4 | 25.3 | 0 | 0 | 0 | 0.01
25061 | SANTA BARBARA 6 3 | 25062 | SANTA BARBARA 6 4 | 1 | Closed | TransformerWinding | YES | 0 | 0 | 0 | 100 | 0 | 0 | 0
10836 | TACOMA 20 1 | 10837 | TACOMA 20 2 | 1 | Closed | Line | NO | 177.1 | -19.7 | 178.2 | 0 | 0 | 0.09 | 0.32
40790 | GILA BEND 3 1 | 40792 | GILA BEND 3 3 | 1 | Closed | Line | NO | 0 | 0 | 0 | 0 | 0 | 0 | 0
40790 | GILA BEND 3 1 | 40791 | GILA BEND 3 2 | 1 | Closed | Line | NO | 12.5 | 0 | 12.5 | 0 | 0 | 0 | 0
20002 | EUREKA 2 1 | 20003 | EUREKA 2 2 | 1 | Closed | Line | NO | 44 | 20.9 | 48.7 | 0 | 0 | 0.01 | 0.02
40784 | PAGE 2 2 | 40789 | PAGE 2 7 | 1 | Closed | Line | NO | 466.2 | 342.1 | 578.2 | 0 | 0 | 0.68 | 3.33
40777 | BUCKEYE 4 1 | 40781 | BUCKEYE 4 5 | 1 | Closed | Line | NO | 108.4 | -8.6 | 108.8 | 0 | 0 | 0.03 | 0.13
40775 | PHOENIX 72 1 | 40776 | PHOENIX 72 2 | 1 | Closed | Line | NO | 5.1 | 3 | 5.9 | 0 | 0 | 0 | 0
10094 | STEILACOOM 1 | 10095 | STEILACOOM 2 | 1 | Closed | Line | NO | -18 | -4.4 | 18.6 | 0 | 0 | 0 | 0
40765 | COCHISE 1 | 40773 | COCHISE 9 | 1 | Closed | Transformer | YES | 0 | 0 | 0 | 973.9 | 0 | 0 | 0
13696 | BOARDMAN 4 2 | 13699 | BOARDMAN 4 5 | 1 | Closed | Line | NO | -63.7 | -6.3 | 64 | 0 | 0 | 0.01 | 0.04
40765 | COCHISE 1 | 40771 | COCHISE 7 | 1 | Closed | Transformer | YES | 0 | 0 | 0 | 975.7 | 0 | 0 | 0
25053 | SANTA BARBARA 1 1 | 25054 | SANTA BARBARA 1 2 | 1 | Closed | Line | NO | 31.3 | 9 | 32.5 | 0 | 0 | 0 | 0.01
25050 | GOLETA 1 3 | 25051 | GOLETA 1 4 | 1 | Closed | TransformerWinding | YES | 0 | 0 | 0 | 50 | 0 | 0 | 0
40751 | MOHAVE VALLEY 2 1 | 40759 | MOHAVE VALLEY 2 9 | 1 | Closed | Line | NO | 890.2 | -264.4 | 928.6 | 0 | 0 | 1.96 | 9.22
40749 | BAGDAD 2 1 | 40750 | BAGDAD 2 2 | 1 | Closed | Transformer | YES | 0 | 0 | 0 | 19.5 | 0 | 0 | 0
40747 | FORT HUACHUCA 2 1 | 40748 | FORT HUACHUCA 2 2 | 1 | Closed | Line | NO | 13.6 | 0 | 13.6 | 0 | 0 | 0 | 0
25042 | LOMPOC 2 1 | 25043 | LOMPOC 2 2 | 1 | Closed | Line | NO | -48.6 | -4.4 | 48.8 | 0 | 0 | 0.01 | 0.03
10196 | TACOMA 6 1 | 10198 | TACOMA 6 3 | 1 | Closed | Line | NO | 55.2 | 29.1 | 62.4 | 0 | 0 | 0.01 | 0.04
40737 | TEMPE 9 1 | 40746 | TEMPE 9 10 | 1 | Closed | Line | NO | -118.4 | 45.2 | 126.8 | 0 | 0 | 0.03 | 0.18
25040 | LOMPOC 1 1 | 25041 | LOMPOC 1 2 | 1 | Closed | Line | NO | 48.6 | 30.6 | 57.4 | 0 | 0 | 0.01 | 0.04
13687 | VALE 2 1 | 13688 | VALE 2 2 | 1 | Closed | Line | NO | 33.7 | 0 | 33.7 | 0 | 0 | 0 | 0.01
10824 | POMEROY 1 1 | 10835 | POMEROY 1 12 | 1 | Closed | Line | NO | 474.9 | -515.9 | 701.2 | 0 | 0 | 1.06 | 5.55
25035 | ARROYO GRANDE 2 1 | 25037 | ARROYO GRANDE 2 3 | 1 | Closed | Line | NO | -25.6 | -6.6 | 26.4 | 0 | 0 | 0 | 0.01
25035 | ARROYO GRANDE 2 1 | 25036 | ARROYO GRANDE 2 2 | 1 | Closed | Line | NO | 25.6 | 6.6 | 26.4 | 0 | 0 | 0 | 0.01
40727 | DOUGLAS 2 1 | 40728 | DOUGLAS 2 2 | 1 | Closed | Transformer | YES | 0 | 0 | 0 | 38.4 | 0 | 0 | 0
40724 | YUMA 6 3 | 40726 | YUMA 6 5 | 1 | Closed | Line | NO | -85.2 | -51.3 | 99.5 | 0 | 0 | 0.02 | 0.11
25032 | SANTA MARIA 2 1 | 25033 | SANTA MARIA 2 2 | 1 | Closed | Line | NO | 62.8 | 23.4 | 67 | 0 | 0 | 0.01 | 0.04
40717 | WILLIAMS 3 3 | 40718 | WILLIAMS 3 4 | 1 | Closed | TransformerWinding | YES | 0 | 0 | 0 | 75 | 0 | 0 | 0
40712 | PHOENIX 71 1 | 40714 | PHOENIX 71 3 | 1 | Closed | Line | NO | 22.2 | -14 | 26.2 | 0 | 0 | 0 | 0.01
40712 | PHOENIX 71 1 | 40713 | PHOENIX 71 2 | 1 | Closed | Line | NO | 1.8 | 27.8 | 27.9 | 0 | 0 | 0 | 0.01
25028 | NIPOMO 1 | 25029 | NIPOMO 2 | 1 | Closed | Line | NO | 34.6 | 0.6 | 34.6 | 0 | 0 | 0 | 0.01
25024 | SAN LUIS OBISPO 3 1 | 25025 | SAN LUIS OBISPO 3 2 | 1 | Closed | Line | NO | 25.2 | 2.4 | 25.3 | 0 | 0 | 0 | 0.01
25021 | GROVER BEACH 3 | 25022 | GROVER BEACH 4 | 1 | Closed | TransformerWinding | YES | 0 | 0 | 0 | 51.1 | 0 | 0 | 0
25020 | GROVER BEACH 2 | 25022 | GROVER BEACH 4 | 1 | Closed | TransformerWinding | YES | 0 | 0 | 0 | 51.1 | 0 | 0 | 0
25019 | GROVER BEACH 1 | 25023 | GROVER BEACH 5 | 1 | Closed | Line | NO | 23.7 | 1.4 | 23.7 | 0 | 0 | 0 | 0.01
40693 | CHANDLER 13 1 | 40696 | CHANDLER 13 4 | 1 | Closed | Transformer | YES | 0 | 0 | 0 | 549.4 | 0 | 0 | 0
40690 | NAVAJO 1 | 40691 | NAVAJO 2 | 1 | Closed | Line | NO | 8 | 1.3 | 8.1 | 0 | 0 | 0 | 0
25016 | ATASCADERO 2 1 | 25017 | ATASCADERO 2 2 | 1 | Closed | Line | NO | 28.2 | 4.4 | 28.6 | 0 | 0 | 0 | 0.01
77080 | TOWNSEND 1 | 77082 | TOWNSEND 3 | 1 | Closed | Line | NO | 0 | 0 | 0 | 0 | 0 | 0 | 0
25013 | ATASCADERO 1 1 | 25015 | ATASCADERO 1 3 | 1 | Closed | Line | NO | -30.7 | -6.4 | 31.4 | 0 | 0 | 0 | 0.01
25013 | ATASCADERO 1 1 | 25014 | ATASCADERO 1 2 | 1 | Closed | Line | NO | 30.7 | 6.4 | 31.4 | 0 | 0 | 0 | 0.01
13666 | CASCADE LOCKS 1 | 13672 | CASCADE LOCKS 7 | 1 | Closed | Transformer | YES | 0 | 0 | 0 | 1442.9 | 0 | 0 | 0
40683 | SANDERS 1 | 40684 | SANDERS 2 | 1 | Closed | Line | NO | -7.3 | -2.1 | 7.6 | 0 | 0 | 0 | 0
40680 | LUKACHUKAI 1 | 40681 | LUKACHUKAI 2 | 1 | Closed | Line | NO | -7 | -1.4 | 7.2 | 0 | 0 | 0 | 0
40677 | SAINT JOHNS 1 1 | 40679 | SAINT JOHNS 1 3 | 1 | Closed | Line | NO | -12.9 | -5 | 13.8 | 0 | 0 | 0 | 0
40677 | SAINT JOHNS 1 1 | 40678 | SAINT JOHNS 1 2 | 1 | Closed | Line | NO | 12.9 | 5 | 13.8 | 0 | 0 | 0 | 0
40675 | EAGAR 1 | 40676 | EAGAR 2 | 1 | Closed | Line | NO | 17.7 | 1.2 | 17.7 | 0 | 0 | 0 | 0
25006 | SAN LUIS OBISPO 2 1 | 25007 | SAN LUIS OBISPO 2 2 | 1 | Closed | Line | NO | -31.9 | -9.6 | 33.3 | 0 | 0 | 0 | 0.01
40672 | SPRINGERVILLE 1 1 | 40673 | SPRINGERVILLE 1 2 | 1 | Closed | Line | NO | 7.1 | 0.4 | 7.1 | 0 | 0 | 0 | 0
10820 | BICKLETON 1 1 | 10823 | BICKLETON 1 4 | 1 | Closed | Line | NO | -0.5 | -0.1 | 0.5 | 0 | 0 | 0 | 0
10820 | BICKLETON 1 1 | 10822 | BICKLETON 1 3 | 1 | Closed | Line | NO | 0.5 | 0.1 | 0.5 | 0 | 0 | 0 | 0
40659 | PEARCE 1 | 40660 | PEARCE 2 | 1 | Closed | Line | NO | -12.5 | -3.4 | 12.9 | 0 | 0 | 0 | 0
23508 | JEAN 2 4 | 23509 | JEAN 2 5 | 1 | Closed | TransformerWinding | YES | 0 | 0 | 0 | 25 | 0 | 0 | 0
40652 | THATCHER 1 | 40653 | THATCHER 2 | 1 | Closed | Line | NO | -21.8 | -4.8 | 22.3 | 0 | 0 | 0 | 0
77095 | CASCADE 2 1 | 77098 | CASCADE 2 4 | 1 | Closed | Line | NO | 0 | 0 | 0 | 0 | 0 | 0 | 0
40650 | DENNEHOTSO 1 | 40651 | DENNEHOTSO 2 | 1 | Closed | Line | NO | 5.5 | 1.6 | 5.7 | 0 | 0 | 0 | 0
40648 | PINETOP 1 | 40649 | PINETOP 2 | 1 | Closed | Line | NO | -17.5 | -2.8 | 17.7 | 0 | 0 | 0 | 0
40645 | BLUE GAP 1 | 40646 | BLUE GAP 2 | 1 | Closed | Line | NO | 5.4 | 2.4 | 5.9 | 0 | 0 | 0 | 0
10817 | KETTLE FALLS 2 1 | 10819 | KETTLE FALLS 2 3 | 1 | Closed | Line | NO | -30 | -15.7 | 33.8 | 0 | 0 | 0 | 0.01
10391 | RENTON 1 1 | 10392 | RENTON 1 2 | 1 | Closed | Line | NO | 25.5 | 2.4 | 25.6 | 0 | 0 | 0 | 0.01
23505 | JEAN 2 1 | 23515 | JEAN 2 11 | 1 | Closed | Line | NO | 0 | 0 | 0 | 0 | 0 | 0 | 0
40640 | PIMA 1 | 40641 | PIMA 2 | 1 | Closed | Line | NO | 12.7 | 6.6 | 14.3 | 0 | 0 | 0 | 0
23505 | JEAN 2 1 | 23514 | JEAN 2 10 | 1 | Closed | Line | NO | 260.4 | 47.2 | 264.6 | 0 | 0 | 0.16 | 0.69
40636 | TOMBSTONE 1 | 40638 | TOMBSTONE 3 | 1 | Closed | Line | NO | -5.9 | -1.8 | 6.2 | 0 | 0 | 0 | 0
40636 | TOMBSTONE 1 | 40637 | TOMBSTONE 2 | 1 | Closed | Line | NO | 5.9 | 1.8 | 6.2 | 0 | 0 | 0 | 0
13646 | CLATSKANIE 4 2 | 13648 | CLATSKANIE 4 4 | 1 | Closed | Line | NO | 60.2 | 19.7 | 63.3 | 0 | 0 | 0.01 | 0.04
40634 | INDIAN WELLS 1 | 40635 | INDIAN WELLS 2 | 1 | Closed | Line | NO | 5.6 | 0.8 | 5.6 | 0 | 0 | 0 | 0
40631 | SNOWFLAKE 1 1 | 40633 | SNOWFLAKE 1 3 | 1 | Closed | Line | NO | 0.5 | 0.1 | 0.5 | 0 | 0 | 0 | 0
40631 | SNOWFLAKE 1 1 | 40632 | SNOWFLAKE 1 2 | 1 | Closed | Line | NO | -0.8 | -111.3 | 111.3 | 0 | 0 | 0.03 | 0.13
13645 | CLATSKANIE 4 1 | 13649 | CLATSKANIE 4 5 | 1 | Closed | Line | NO | 320.5 | -85.5 | 331.7 | 0 | 0 | 0.28 | 1.04
23495 | CHOWCHILLA 2 1 | 23498 | CHOWCHILLA 2 4 | 1 | Closed | Line | NO | 0 | 0 | 0 | 0 | 0 | 0 | 0
23495 | CHOWCHILLA 2 1 | 23497 | CHOWCHILLA 2 3 | 1 | Closed | Line | NO | 0 | 0 | 0 | 0 | 0 | 0 | 0
23495 | CHOWCHILLA 2 1 | 23496 | CHOWCHILLA 2 2 | 1 | Closed | Line | NO | 8.2 | 4.2 | 9.2 | 0 | 0 | 0 | 0
13637 | MILTON FREEWATER 2 1 | 13644 | MILTON FREEWATER 2 8 | 1 | Closed | Line | NO | 0 | 0 | 0 | 0 | 0 | 0 | 0
40620 | SAINT DAVID 1 | 40621 | SAINT DAVID 2 | 1 | Closed | Line | NO | 11.4 | 3.2 | 11.8 | 0 | 0 | 0 | 0
40617 | BYLAS 1 | 40619 | BYLAS 3 | 1 | Closed | Line | NO | -6.2 | -1.4 | 6.4 | 0 | 0 | 0 | 0
13637 | MILTON FREEWATER 2 1 | 13643 | MILTON FREEWATER 2 7 | 1 | Closed | Line | NO | 25.8 | -19.4 | 32.3 | 0 | 0 | 0 | 0.01
40617 | BYLAS 1 | 40618 | BYLAS 2 | 1 | Closed | Line | NO | 6.2 | 1.4 | 6.4 | 0 | 0 | 0 | 0
40607 | JOSEPH CITY 1 1 | 40609 | JOSEPH CITY 1 3 | 1 | Closed | Line | NO | -4.5 | -2.1 | 5 | 0 | 0 | 0 | 0
23482 | FRESNO 26 1 | 23488 | FRESNO 26 7 | 1 | Closed | Line | NO | -31.1 | -7.1 | 31.9 | 0 | 0 | 0 | 0.01
40607 | JOSEPH CITY 1 1 | 40608 | JOSEPH CITY 1 2 | 1 | Closed | Line | NO | 4.5 | 2.1 | 5 | 0 | 0 | 0 | 0
40605 | PERIDOT 1 | 40606 | PERIDOT 2 | 1 | Closed | Line | NO | 9.6 | 4.4 | 10.6 | 0 | 0 | 0 | 0
13634 | WASCO 3 1 | 13636 | WASCO 3 3 | 1 | Closed | Line | NO | 0 | 0 | 0 | 0 | 0 | 0 | 0
40603 | HUACHUCA CITY 1 | 40604 | HUACHUCA CITY 2 | 1 | Closed | Line | NO | -19.6 | -3.8 | 20 | 0 | 0 | 0 | 0
23475 | MODESTO 12 3 | 23476 | MODESTO 12 4 | 1 | Closed | TransformerWinding | YES | 0 | 0 | 0 | 125 | 0 | 0 | 0
13634 | WASCO 3 1 | 13635 | WASCO 3 2 | 1 | Closed | Line | NO | 94.3 | -14.2 | 95.4 | 0 | 0 | 0.02 | 0.09
40600 | CIBECUE 1 | 40601 | CIBECUE 2 | 1 | Closed | Line | NO | -5.4 | -1.8 | 5.7 | 0 | 0 | 0 | 0
23474 | MODESTO 12 2 | 23480 | MODESTO 12 8 | 1 | Closed | Transformer | YES | 0 | 0 | 0 | 22 | 0 | 0 | 0
10387 | EVERETT 4 1 | 10389 | EVERETT 4 3 | 1 | Closed | Line | NO | 41.2 | 19.5 | 45.6 | 0 | 0 | 0.01 | 0.02
40594 | OVERGAARD 1 | 40596 | OVERGAARD 3 | 1 | Closed | Line | NO | -14.9 | -4.1 | 15.4 | 0 | 0 | 0 | 0
40594 | OVERGAARD 1 | 40595 | OVERGAARD 2 | 1 | Closed | Line | NO | 14.9 | 4.1 | 15.4 | 0 | 0 | 0 | 0
40587 | SHONTO 1 | 40590 | SHONTO 4 | 1 | Closed | Line | NO | 0 | 0 | 0 | 0 | 0 | 0 | 0
40587 | SHONTO 1 | 40589 | SHONTO 3 | 1 | Closed | Line | NO | 5.8 | 1.8 | 6.1 | 0 | 0 | 0 | 0
40587 | SHONTO 1 | 40588 | SHONTO 2 | 1 | Closed | Line | NO | -5.8 | -1.8 | 6.1 | 0 | 0 | 0 | 0
40584 | VAIL 1 1 | 40586 | VAIL 1 3 | 1 | Closed | Line | NO | 65.3 | 15.4 | 67.1 | 0 | 0 | 0.01 | 0.05
40584 | VAIL 1 1 | 40585 | VAIL 1 2 | 1 | Closed | Line | NO | -65.3 | -15.4 | 67.1 | 0 | 0 | 0.01 | 0.05
23470 | SAN ARDO 2 1 | 23472 | SAN ARDO 2 3 | 1 | Closed | Line | NO | 38.7 | -5.6 | 39.1 | 0 | 0 | 0 | 0.01
13620 | THE DALLES 3 1 | 13631 | THE DALLES 3 12 | 1 | Closed | Line | NO | 545.5 | -78.6 | 551.2 | 0 | 0 | 0.57 | 3.13
40581 | WINSLOW 1 | 40583 | WINSLOW 3 | 1 | Closed | Line | NO | 44.9 | 5 | 45.2 | 0 | 0 | 0 | 0.02
40581 | WINSLOW 1 | 40582 | WINSLOW 2 | 1 | Closed | Line | NO | -44.9 | -5 | 45.2 | 0 | 0 | 0 | 0.02
10808 | RICHLAND 4 1 | 10812 | RICHLAND 4 5 | 1 | Closed | Line | NO | 1122.2 | -128.7 | 1129.5 | 0 | 0 | 2.68 | 12.6
10387 | EVERETT 4 1 | 10388 | EVERETT 4 2 | 1 | Closed | Line | NO | -41.2 | -19.5 | 45.6 | 0 | 0 | 0.01 | 0.02
23466 | BIG CREEK 4 9 | 23467 | BIG CREEK 4 10 | 1 | Closed | TransformerWinding | YES | 0 | 0 | 0 | 51.3 | 0 | 0 | 0
40576 | HOTEVILLA 1 | 40578 | HOTEVILLA 3 | 1 | Closed | Line | NO | -4.1 | -1.4 | 4.4 | 0 | 0 | 0 | 0
40576 | HOTEVILLA 1 | 40577 | HOTEVILLA 2 | 1 | Closed | Line | NO | 4.1 | 1.4 | 4.4 | 0 | 0 | 0 | 0
23465 | BIG CREEK 4 8 | 23467 | BIG CREEK 4 10 | 1 | Closed | TransformerWinding | YES | 0 | 0 | 0 | 51.3 | 0 | 0 | 0
40572 | TUCSON 46 1 | 40573 | TUCSON 46 2 | 1 | Closed | Line | NO | -57.5 | -12.7 | 58.9 | 0 | 0 | 0.01 | 0.04
23460 | BIG CREEK 4 3 | 23461 | BIG CREEK 4 4 | 1 | Closed | TransformerWinding | YES | 0 | 0 | 0 | 102.9 | 0 | 0 | 0
40566 | ORACLE 1 | 40568 | ORACLE 3 | 1 | Closed | Line | NO | -12.2 | -6 | 13.6 | 0 | 0 | 0 | 0
40566 | ORACLE 1 | 40567 | ORACLE 2 | 1 | Closed | Line | NO | 12.2 | 6 | 13.6 | 0 | 0 | 0 | 0
23458 | BIG CREEK 4 1 | 23468 | BIG CREEK 4 11 | 1 | Closed | Line | NO | 37.1 | -3.1 | 37.2 | 0 | 0 | 0 | 0.01
10385 | EVERETT 3 1 | 10386 | EVERETT 3 2 | 1 | Closed | Line | NO | -41.2 | -10.4 | 42.5 | 0 | 0 | 0 | 0.02
40559 | TUCSON 40 1 | 40560 | TUCSON 40 2 | 1 | Closed | Line | NO | -53.1 | -26.8 | 59.5 | 0 | 0 | 0.01 | 0.04
23450 | TRACY 8 1 | 23457 | TRACY 8 8 | 1 | Closed | Line | NO | -78.9 | -353.3 | 362 | 0 | 0 | 0.26 | 1.3
13616 | ARLINGTON 7 1 | 13619 | ARLINGTON 7 4 | 1 | Closed | Line | NO | 189 | -20.4 | 190.1 | 0 | 0 | 0.1 | 0.37
40550 | TUCSON 35 1 | 40551 | TUCSON 35 2 | 1 | Closed | Line | NO | 49 | 2.9 | 49.1 | 0 | 0 | 0.01 | 0.03
77142 | FLORENCE 5 1 | 77143 | FLORENCE 5 2 | 1 | Closed | Line | NO | 10.9 | 3 | 11.3 | 0 | 0 | 0 | 0
40545 | TUCSON 34 1 | 40548 | TUCSON 34 4 | 1 | Closed | Line | NO | 0 | 0 | 0 | 0 | 0 | 0 | 0
77145 | ARLEE 1 | 77146 | ARLEE 2 | 1 | Closed | Line | NO | -4.8 | -2.9 | 5.6 | 0 | 0 | 0 | 0
40545 | TUCSON 34 1 | 40547 | TUCSON 34 3 | 1 | Closed | Line | NO | -53.6 | -10.9 | 54.7 | 0 | 0 | 0.01 | 0.03
40545 | TUCSON 34 1 | 40546 | TUCSON 34 2 | 1 | Closed | Line | NO | 53.6 | 10.9 | 54.7 | 0 | 0 | 0.01 | 0.03
23442 | TURLOCK 5 1 | 23448 | TURLOCK 5 7 | 1 | Closed | Line | NO | -49.4 | -137.3 | 145.9 | 0 | 0 | 0.05 | 0.21
13614 | ECHO 1 | 13615 | ECHO 2 | 1 | Closed | Line | NO | 7.5 | -1.4 | 7.7 | 0 | 0 | 0 | 0
40541 | TUCSON 32 1 | 40542 | TUCSON 32 2 | 1 | Closed | Line | NO | 41.1 | 4.1 | 41.3 | 0 | 0 | 0 | 0.02
10383 | MERCER ISLAND 1 | 10384 | MERCER ISLAND 2 | 1 | Closed | Line | NO | 54.5 | 37.1 | 65.9 | 0 | 0 | 0.01 | 0.04
40538 | GREEN VALLEY 2 1 | 40539 | GREEN VALLEY 2 2 | 1 | Closed | Line | NO | 69.5 | 7.2 | 69.9 | 0 | 0 | 0.01 | 0.05
23438 | HURON 1 | 23440 | HURON 3 | 1 | Closed | Line | NO | 0 | 0 | 0 | 0 | 0 | 0 | 0
23438 | HURON 1 | 23439 | HURON 2 | 1 | Closed | Line | NO | 62.2 | 0 | 62.2 | 0 | 0 | 0.01 | 0.04
40530 | TUCSON 26 1 | 40532 | TUCSON 26 3 | 1 | Closed | Line | NO | -62.2 | -9.6 | 62.9 | 0 | 0 | 0.01 | 0.04
40530 | TUCSON 26 1 | 40531 | TUCSON 26 2 | 1 | Closed | Line | NO | 62.2 | 9.6 | 62.9 | 0 | 0 | 0.01 | 0.04
13605 | ATHENA 1 | 13610 | ATHENA 6 | 1 | Closed | Line | NO | 0 | 0 | 0 | 0 | 0 | 0 | 0
13605 | ATHENA 1 | 13609 | ATHENA 5 | 1 | Closed | Line | NO | 0 | 0 | 0 | 0 | 0 | 0 | 0
23425 | HANFORD 3 1 | 23430 | HANFORD 3 6 | 1 | Closed | Line | NO | 0 | 0 | 0 | 0 | 0 | 0 | 0
23425 | HANFORD 3 1 | 23429 | HANFORD 3 5 | 1 | Closed | Line | NO | -15.2 | -13.5 | 20.3 | 0 | 0 | 0 | 0
77158 | MISSOULA 6 1 | 77159 | MISSOULA 6 2 | 1 | Closed | Line | NO | -15.1 | -9.2 | 17.6 | 0 | 0 | 0 | 0
13605 | ATHENA 1 | 13608 | ATHENA 4 | 1 | Closed | Line | NO | 0 | 0 | 0 | 0 | 0 | 0 | 0
40523 | TUCSON 20 1 | 40524 | TUCSON 20 2 | 1 | Closed | Line | NO | 46.4 | 10.1 | 47.5 | 0 | 0 | 0 | 0.02
40521 | TUCSON 19 1 | 40522 | TUCSON 19 2 | 1 | Closed | Line | NO | -46.4 | -16.1 | 49.1 | 0 | 0 | 0.01 | 0.02
23423 | VALLECITO 1 | 23424 | VALLECITO 2 | 1 | Closed | Line | NO | 81.9 | 31.4 | 87.7 | 0 | 0 | 0.02 | 0.08
13605 | ATHENA 1 | 13607 | ATHENA 3 | 1 | Closed | Line | NO | 65.3 | -19.3 | 68 | 0 | 0 | 0.01 | 0.05
10046 | OLYMPIA 5 1 | 10047 | OLYMPIA 5 2 | 1 | Closed | Line | NO | 45.8 | 6 | 46.2 | 0 | 0 | 0 | 0.02
40511 | TUCSON 14 3 | 40512 | TUCSON 14 4 | 1 | Closed | TransformerWinding | YES | 0 | 0 | 0 | 150 | 0 | 0 | 0
23412 | SHAVER LAKE 2 1 | 23420 | SHAVER LAKE 2 9 | 2 | Closed | Line | NO | 279.5 | -389.7 | 479.6 | 0 | 0 | 0.62 | 2.27
40509 | TUCSON 14 1 | 40515 | TUCSON 14 7 | 1 | Closed | Line | NO | 75.2 | 18.7 | 77.5 | 0 | 0 | 0.01 | 0.07
23412 | SHAVER LAKE 2 1 | 23420 | SHAVER LAKE 2 9 | 1 | Closed | Line | NO | 279.7 | -389.9 | 479.8 | 0 | 0 | 0.62 | 2.27
10381 | MARYSVILLE 2 1 | 10382 | MARYSVILLE 2 2 | 1 | Closed | Line | NO | -32.6 | -8.3 | 33.7 | 0 | 0 | 0 | 0.01
40509 | TUCSON 14 1 | 40514 | TUCSON 14 6 | 1 | Closed | Line | NO | 0 | 0 | 0 | 0 | 0 | 0 | 0
40509 | TUCSON 14 1 | 40513 | TUCSON 14 5 | 1 | Closed | Line | NO | -354.3 | -58.9 | 359.2 | 0 | 0 | 0.34 | 1.28
77175 | SUPERIOR 2 1 | 77177 | SUPERIOR 2 3 | 1 | Closed | Line | NO | -4.6 | -1 | 4.7 | 0 | 0 | 0 | 0
10190 | VANCOUVER 16 1 | 10191 | VANCOUVER 16 2 | 1 | Closed | Line | NO | 63.5 | 6.1 | 63.8 | 0 | 0 | 0.01 | 0.04
40500 | TUCSON 10 1 | 40501 | TUCSON 10 2 | 1 | Closed | Line | NO | 64.6 | 1.5 | 64.6 | 0 | 0 | 0.01 | 0.04
23406 | FRESNO 24 1 | 23408 | FRESNO 24 3 | 1 | Closed | Line | NO | -140.6 | -19.5 | 142 | 0 | 0 | 0.05 | 0.2
23402 | LATHROP 2 1 | 23404 | LATHROP 2 3 | 1 | Closed | Line | NO | 7.9 | 0.9 | 7.9 | 0 | 0 | 0 | 0
10794 | ANACORTES 2 1 | 10799 | ANACORTES 2 6 | 1 | Closed | Line | NO | -41.2 | 22.8 | 47.1 | 0 | 0 | 0.01 | 0.02
40492 | TUBA CITY 1 | 40493 | TUBA CITY 2 | 1 | Closed | Line | NO | 34.1 | 4.4 | 34.3 | 0 | 0 | 0 | 0.01
23395 | JEAN 1 1 | 23397 | JEAN 1 3 | 1 | Closed | Line | NO | 0 | 0 | 0 | 0 | 0 | 0 | 0
23395 | JEAN 1 1 | 23396 | JEAN 1 2 | 1 | Closed | Transformer | YES | 0 | 0 | 0 | 92.9 | 0 | 0 | 0
40488 | MARANA 2 1 | 40489 | MARANA 2 2 | 1 | Closed | Line | NO | 23.4 | 7.5 | 24.5 | 0 | 0 | 0 | 0.01
23391 | BISHOP 4 1 | 23394 | BISHOP 4 4 | 1 | Closed | Line | NO | 21.5 | -134.5 | 136.2 | 0 | 0 | 0.04 | 0.19
40486 | AMADO 1 | 40487 | AMADO 2 | 1 | Closed | Line | NO | 8.8 | 3.1 | 9.3 | 0 | 0 | 0 | 0
10378 | WASHOUGAL 1 | 10379 | WASHOUGAL 2 | 1 | Closed | Line | NO | 50.9 | 12.2 | 52.4 | 0 | 0 | 0.01 | 0.03
40482 | TONTO BASIN 1 | 40483 | TONTO BASIN 2 | 1 | Closed | Line | NO | 6.8 | 1.2 | 6.9 | 0 | 0 | 0 | 0
40480 | FLORENCE 3 1 | 40481 | FLORENCE 3 2 | 1 | Closed | Line | NO | 50.3 | 7.5 | 50.9 | 0 | 0 | 0.01 | 0.03
23386 | FIREBAUGH 2 1 | 23388 | FIREBAUGH 2 3 | 1 | Closed | Line | NO | 0 | 0 | 0 | 0 | 0 | 0 | 0
40476 | GOLD CANYON 1 | 40477 | GOLD CANYON 2 | 1 | Closed | Line | NO | -36.7 | -7 | 37.4 | 0 | 0 | 0 | 0.02
23386 | FIREBAUGH 2 1 | 23387 | FIREBAUGH 2 2 | 1 | Closed | Line | NO | 49.7 | -5.5 | 50 | 0 | 0 | 0.01 | 0.02
40471 | FLAGSTAFF 4 1 | 40472 | FLAGSTAFF 4 2 | 1 | Closed | Line | NO | -56.2 | -9.2 | 56.9 | 0 | 0 | 0.01 | 0.04
13589 | ARLINGTON 6 1 | 13591 | ARLINGTON 6 3 | 1 | Closed | Line | NO | 102.6 | -25.6 | 105.8 | 0 | 0 | 0.03 | 0.11
10789 | ROSALIA 1 | 10793 | ROSALIA 5 | 1 | Closed | Line | NO | -80.3 | -67.5 | 104.9 | 0 | 0 | 0.03 | 0.12
40469 | MARANA 1 1 | 40470 | MARANA 1 2 | 1 | Closed | Line | NO | 45.3 | 3.3 | 45.4 | 0 | 0 | 0 | 0.02
40467 | PAGE 1 1 | 40468 | PAGE 1 2 | 1 | Closed | Line | NO | 5.7 | -25.3 | 26 | 0 | 0 | 0 | 0.01
40465 | CAMERON 1 | 40466 | CAMERON 2 | 1 | Closed | Line | NO | 5.8 | 1.2 | 5.9 | 0 | 0 | 0 | 0
10789 | ROSALIA 1 | 10792 | ROSALIA 4 | 1 | Closed | Line | NO | 13.9 | 3.2 | 14.2 | 0 | 0 | 0 | 0
77202 | FAIRFIELD 5 1 | 77204 | FAIRFIELD 5 3 | 1 | Closed | Transformer | YES | 0 | 0 | 0 | 436.1 | 0 | 0 | 0
77202 | FAIRFIELD 5 1 | 77205 | FAIRFIELD 5 4 | 1 | Closed | Line | NO | 2 | 0.3 | 2 | 0 | 0 | 0 | 0
13581 | LOWELL 4 2 | 13588 | LOWELL 4 9 | 1 | Closed | Line | NO | 1007.6 | 51.5 | 1009 | 0 | 0 | 1.89 | 9.67
40459 | COOLIDGE 1 | 40460 | COOLIDGE 2 | 1 | Closed | Line | NO | 44.5 | 7.7 | 45.1 | 0 | 0 | 0 | 0.02
40451 | APACHE JUNCTION 1 1 | 40453 | APACHE JUNCTION 1 3 | 1 | Closed | Line | NO | -42.3 | -13 | 44.2 | 0 | 0 | 0 | 0.02
23372 | BIG CREEK 3 1 | 23373 | BIG CREEK 3 2 | 1 | Closed | Line | NO | 92.9 | -5.4 | 93 | 0 | 0 | 0.02 | 0.08
40451 | APACHE JUNCTION 1 1 | 40452 | APACHE JUNCTION 1 2 | 1 | Closed | Line | NO | 42.3 | 13 | 44.2 | 0 | 0 | 0.01 | 0.02
23370 | PIONEER 2 1 | 23371 | PIONEER 2 2 | 1 | Closed | Line | NO | -7.5 | -3.4 | 8.2 | 0 | 0 | 0 | 0
40449 | MESA 25 1 | 40450 | MESA 25 2 | 1 | Closed | Line | NO | -47.9 | -6 | 48.3 | 0 | 0 | 0.01 | 0.03
40445 | CASA GRANDE 4 3 | 40446 | CASA GRANDE 4 4 | 1 | Closed | TransformerWinding | YES | 0 | 0 | 0 | 61 | 0 | 0 | 0
23363 | BISHOP 3 1 | 23364 | BISHOP 3 2 | 1 | Closed | Line | NO | 3.2 | 0.4 | 3.2 | 0 | 0 | 0 | 0
40439 | MESA 21 1 | 40441 | MESA 21 3 | 1 | Closed | Line | NO | 67.1 | 6.4 | 67.4 | 0 | 0 | 0.01 | 0.05
23359 | CORCORAN 2 1 | 23362 | CORCORAN 2 4 | 1 | Closed | Line | NO | 29.6 | -1.7 | 29.6 | 0 | 0 | 0 | 0.01
40437 | MESA 20 1 | 40438 | MESA 20 2 | 1 | Closed | Line | NO | 67.1 | 24.2 | 71.4 | 0 | 0 | 0.01 | 0.06
40435 | QUEEN CREEK 2 1 | 40436 | QUEEN CREEK 2 2 | 1 | Closed | Line | NO | -73.3 | -10.1 | 74 | 0 | 0 | 0.01 | 0.06
10784 | BELLINGHAM 7 1 | 10788 | BELLINGHAM 7 5 | 1 | Closed | Transformer | YES | 316.8 | -124.7 | 340.4 | 0 | 0 | 0.27 | 1.2
10188 | YELM 1 | 10189 | YELM 2 | 1 | Closed | Line | NO | -51.7 | -17.6 | 54.6 | 0 | 0 | 0.01 | 0.03
40432 | MESA 19 1 | 40433 | MESA 19 2 | 1 | Closed | Line | NO | -56.1 | -16.4 | 58.4 | 0 | 0 | 0.01 | 0.04
40430 | MESA 18 1 | 40431 | MESA 18 2 | 1 | Closed | Line | NO | -56.1 | -11.7 | 57.3 | 0 | 0 | 0.01 | 0.03
23354 | GUSTINE 1 | 23358 | GUSTINE 5 | 1 | Closed | Line | NO | -7.3 | 3.4 | 8.1 | 0 | 0 | 0 | 0
10784 | BELLINGHAM 7 1 | 10787 | BELLINGHAM 7 4 | 1 | Closed | Line | NO | 0 | 0 | 0 | 0 | 0 | 0 | 0
40426 | FLAGSTAFF 2 1 | 40427 | FLAGSTAFF 2 2 | 1 | Closed | Line | NO | 61.2 | 5.4 | 61.4 | 0 | 0 | 0.01 | 0.04
40424 | FLAGSTAFF 1 1 | 40425 | FLAGSTAFF 1 2 | 1 | Closed | Line | NO | 19.4 | 9.4 | 21.5 | 0 | 0 | 0 | 0
13576 | ESTACADA 2 1 | 13579 | ESTACADA 2 4 | 1 | Closed | Line | NO | 55.5 | 10.9 | 56.5 | 0 | 0 | 0.01 | 0.03
40422 | RIMROCK 1 | 40423 | RIMROCK 2 | 1 | Closed | Line | NO | 14.4 | 0.2 | 14.4 | 0 | 0 | 0 | 0
10784 | BELLINGHAM 7 1 | 10786 | BELLINGHAM 7 3 | 1 | Closed | Line | NO | -275 | 118.7 | 299.5 | 0 | 0 | 0.18 | 0.96
10375 | KENMORE 1 | 10376 | KENMORE 2 | 1 | Closed | Line | NO | 49 | 10.2 | 50.1 | 0 | 0 | 0.01 | 0.03
40419 | MESA 17 1 | 40420 | MESA 17 2 | 1 | Closed | Line | NO | 49.7 | 17.1 | 52.6 | 0 | 0 | 0.01 | 0.03
23348 | MODESTO 11 1 | 23349 | MODESTO 11 2 | 1 | Closed | Line | NO | 141.8 | 26.3 | 144.2 | 0 | 0 | 0.04 | 0.21
40415 | MESA 14 1 | 40416 | MESA 14 2 | 1 | Closed | Line | NO | 59.8 | 18.5 | 62.6 | 0 | 0 | 0.01 | 0.04
13574 | IONE 2 1 | 13575 | IONE 2 2 | 1 | Closed | Line | NO | 72 | -10.4 | 72.7 | 0 | 0 | 0.01 | 0.05
23340 | RIPON 2 1 | 23344 | RIPON 2 5 | 1 | Closed | Line | NO | -90.6 | -28.6 | 95 | 0 | 0 | 0.02 | 0.09
10186 | CAMANO ISLAND 1 | 10187 | CAMANO ISLAND 2 | 1 | Closed | Line | NO | 37.6 | 7.2 | 38.3 | 0 | 0 | 0 | 0.01
40407 | GILBERT 6 1 | 40408 | GILBERT 6 2 | 1 | Closed | Line | NO | 55.2 | 12.8 | 56.7 | 0 | 0 | 0.01 | 0.03
40400 | CASA GRANDE 3 1 | 40402 | CASA GRANDE 3 3 | 1 | Closed | Line | NO | -76.4 | -13.2 | 77.6 | 0 | 0 | 0.01 | 0.06
40400 | CASA GRANDE 3 1 | 40401 | CASA GRANDE 3 2 | 1 | Closed | Line | NO | 76.4 | 13.2 | 77.6 | 0 | 0 | 0.01 | 0.06
40398 | CASA GRANDE 2 1 | 40399 | CASA GRANDE 2 2 | 1 | Closed | Line | NO | 76.4 | 29.5 | 81.9 | 0 | 0 | 0.01 | 0.07
40393 | MESA 12 1 | 40396 | MESA 12 4 | 1 | Closed | Line | NO | 0 | 0 | 0 | 0 | 0 | 0 | 0
23331 | INYOKERN 2 1 | 23335 | INYOKERN 2 5 | 1 | Closed | Line | NO | 79.4 | -79.2 | 112.2 | 0 | 0 | 0.03 | 0.13
40393 | MESA 12 1 | 40395 | MESA 12 3 | 1 | Closed | Line | NO | -47.7 | -10.8 | 48.9 | 0 | 0 | 0.01 | 0.02
40393 | MESA 12 1 | 40394 | MESA 12 2 | 1 | Closed | Line | NO | 47.7 | 10.8 | 48.9 | 0 | 0 | 0.01 | 0.03
23331 | INYOKERN 2 1 | 23334 | INYOKERN 2 4 | 1 | Closed | Transformer | YES | 0 | 0 | 0 | 306.1 | 0 | 0 | 0
10778 | SPOKANE 20 1 | 10780 | SPOKANE 20 3 | 1 | Closed | Line | NO | 0 | 0 | 0 | 0 | 0 | 0 | 0
40387 | CHANDLER 11 1 | 40388 | CHANDLER 11 2 | 1 | Closed | Line | NO | 55.4 | 22.1 | 59.6 | 0 | 0 | 0.01 | 0.04
10778 | SPOKANE 20 1 | 10779 | SPOKANE 20 2 | 1 | Closed | Line | NO | 22.8 | -1.2 | 22.9 | 0 | 0 | 0 | 0.01
10371 | KENT 1 1 | 10373 | KENT 1 3 | 1 | Closed | Line | NO | -40.6 | -5.4 | 41 | 0 | 0 | 0 | 0.02
10184 | LAKEWOOD 5 1 | 10185 | LAKEWOOD 5 2 | 1 | Closed | Line | NO | 68.1 | 27.3 | 73.4 | 0 | 0 | 0.01 | 0.06
40384 | MESA 9 1 | 40385 | MESA 9 2 | 1 | Closed | Line | NO | 53.3 | 6.6 | 53.7 | 0 | 0 | 0.01 | 0.03
23320 | BIG CREEK 1 1 | 23328 | BIG CREEK 1 9 | 1 | Closed | Line | NO | 83.5 | -8.2 | 83.9 | 0 | 0 | 0.02 | 0.07
23320 | BIG CREEK 1 1 | 23327 | BIG CREEK 1 8 | 1 | Closed | Line | NO | 1.4 | 0.4 | 1.5 | 0 | 0 | 0 | 0
10775 | MOUNT VERNON 4 1 | 10777 | MOUNT VERNON 4 3 | 1 | Closed | Line | NO | 14.3 | -0.3 | 14.3 | 0 | 0 | 0 | 0
10371 | KENT 1 1 | 10372 | KENT 1 2 | 1 | Closed | Line | NO | 40.6 | 5.4 | 41 | 0 | 0 | 0 | 0.02
40374 | SCOTTSDALE 14 1 | 40376 | SCOTTSDALE 14 3 | 1 | Closed | Line | NO | -55.9 | -13.8 | 57.6 | 0 | 0 | 0.01 | 0.04
40374 | SCOTTSDALE 14 1 | 40375 | SCOTTSDALE 14 2 | 1 | Closed | Line | NO | 55.9 | 13.8 | 57.6 | 0 | 0 | 0.01 | 0.03
40372 | SCOTTSDALE 13 1 | 40373 | SCOTTSDALE 13 2 | 1 | Closed | Line | NO | 55.9 | 5.8 | 56.2 | 0 | 0 | 0.01 | 0.04
40370 | CHANDLER 10 3 | 40371 | CHANDLER 10 4 | 1 | Closed | TransformerWinding | YES | 0 | 0 | 0 | 100 | 0 | 0 | 0
23315 | SAN ARDO 1 1 | 23317 | SAN ARDO 1 3 | 1 | Closed | Line | NO | 10.7 | 3.1 | 11.1 | 0 | 0 | 0 | 0
23315 | SAN ARDO 1 1 | 23316 | SAN ARDO 1 2 | 1 | Closed | Line | NO | 27.4 | 10.2 | 29.2 | 0 | 0 | 0 | 0.01
23312 | AVENAL 2 1 | 23314 | AVENAL 2 3 | 1 | Closed | Line | NO | 3 | 0.5 | 3.1 | 0 | 0 | 0 | 0
40364 | CHANDLER 8 1 | 40366 | CHANDLER 8 3 | 1 | Closed | Line | NO | -58.4 | -15.1 | 60.3 | 0 | 0 | 0.01 | 0.04
40364 | CHANDLER 8 1 | 40365 | CHANDLER 8 2 | 1 | Closed | Line | NO | 58.4 | 15.1 | 60.3 | 0 | 0 | 0.01 | 0.04
40360 | MESA 6 1 | 40361 | MESA 6 2 | 1 | Closed | Line | NO | 54.7 | 16.6 | 57.2 | 0 | 0 | 0.01 | 0.03
23307 | FRESNO 22 1 | 23308 | FRESNO 22 2 | 1 | Closed | Line | NO | 14.5 | -1.1 | 14.6 | 0 | 0 | 0 | 0
40356 | MESA 4 1 | 40357 | MESA 4 2 | 1 | Closed | Line | NO | 69.2 | 22.5 | 72.7 | 0 | 0 | 0.01 | 0.06
40354 | SEDONA 1 1 | 40355 | SEDONA 1 2 | 1 | Closed | Line | NO | 34 | 1.6 | 34 | 0 | 0 | 0 | 0.01
40352 | CHANDLER 6 1 | 40353 | CHANDLER 6 2 | 1 | Closed | Line | NO | 44.7 | 13 | 46.6 | 0 | 0 | 0.01 | 0.02
40348 | CHANDLER 5 1 | 40351 | CHANDLER 5 4 | 1 | Closed | Line | NO | 0 | 0 | 0 | 0 | 0 | 0 | 0
40348 | CHANDLER 5 1 | 40350 | CHANDLER 5 3 | 1 | Closed | Line | NO | -44.7 | -7.8 | 45.4 | 0 | 0 | 0 | 0.02
40348 | CHANDLER 5 1 | 40349 | CHANDLER 5 2 | 1 | Closed | Line | NO | 44.7 | 7.8 | 45.4 | 0 | 0 | 0.01 | 0.02
40346 | MESA 3 1 | 40347 | MESA 3 2 | 1 | Closed | Line | NO | 55.9 | 4.4 | 56.1 | 0 | 0 | 0.01 | 0.03
13550 | BOARDMAN 2 1 | 13553 | BOARDMAN 2 4 | 1 | Closed | Line | NO | 263.3 | -54.9 | 268.9 | 0 | 0 | 0.17 | 0.72
23298 | INYOKERN 1 1 | 23299 | INYOKERN 1 2 | 1 | Closed | Line | NO | 78.4 | 0 | 78.4 | 0 | 0 | 0.01 | 0.06
40337 | SCOTTSDALE 8 3 | 40338 | SCOTTSDALE 8 4 | 1 | Closed | TransformerWinding | YES | 0 | 0 | 0 | 125 | 0 | 0 | 0
40335 | SCOTTSDALE 8 1 | 40339 | SCOTTSDALE 8 5 | 1 | Closed | Line | NO | 70 | 10.4 | 70.8 | 0 | 0 | 0.01 | 0.06
40332 | CAVE CREEK 2 1 | 40333 | CAVE CREEK 2 2 | 1 | Closed | Line | NO | 40.4 | 3.1 | 40.6 | 0 | 0 | 0 | 0.02
40329 | CAVE CREEK 1 1 | 40331 | CAVE CREEK 1 3 | 1 | Closed | Line | NO | -40.4 | -4.9 | 40.7 | 0 | 0 | 0 | 0.02
40329 | CAVE CREEK 1 1 | 40330 | CAVE CREEK 1 2 | 1 | Closed | Line | NO | 40.4 | 4.9 | 40.7 | 0 | 0 | 0 | 0.02
40327 | CAREFREE 1 | 40328 | CAREFREE 2 | 1 | Closed | Line | NO | 9.2 | 0.4 | 9.2 | 0 | 0 | 0 | 0
40325 | SCOTTSDALE 7 1 | 40326 | SCOTTSDALE 7 2 | 1 | Closed | Line | NO | 40.1 | 1.9 | 40.2 | 0 | 0 | 0 | 0.02
40323 | SCOTTSDALE 6 1 | 40324 | SCOTTSDALE 6 2 | 1 | Closed | Line | NO | -40.1 | -16.2 | 43.3 | 0 | 0 | 0 | 0.02
40317 | TEMPE 7 1 | 40319 | TEMPE 7 3 | 1 | Closed | Line | NO | 67.2 | 18 | 69.6 | 0 | 0 | 0.01 | 0.06
40317 | TEMPE 7 1 | 40318 | TEMPE 7 2 | 1 | Closed | Line | NO | -67.2 | -18 | 69.6 | 0 | 0 | 0.01 | 0.06
40314 | TEMPE 6 1 | 40316 | TEMPE 6 3 | 1 | Closed | Line | NO | -67.2 | -27.1 | 72.5 | 0 | 0 | 0.01 | 0.06
40314 | TEMPE 6 1 | 40315 | TEMPE 6 2 | 1 | Closed | Line | NO | 67.2 | 27.1 | 72.5 | 0 | 0 | 0.01 | 0.06
40311 | TEMPE 4 1 | 40312 | TEMPE 4 2 | 1 | Closed | Line | NO | 73 | 15.8 | 74.7 | 0 | 0 | 0.01 | 0.06
77291 | GREAT FALLS 10 1 | 77293 | GREAT FALLS 10 3 | 1 | Closed | Line | NO | 0 | 0 | 0 | 0 | 0 | 0 | 0
13543 | OXBOW 1 1 | 13547 | OXBOW 1 5 | 1 | Closed | Line | NO | -4.2 | 28.6 | 28.9 | 0 | 0 | 0 | 0.01
40308 | TEMPE 2 1 | 40309 | TEMPE 2 2 | 1 | Closed | Line | NO | 86 | 38.8 | 94.4 | 0 | 0 | 0.02 | 0.09
80000 | EL PASO 1 1 | 80001 | EL PASO 1 2 | 1 | Closed | Line | NO | -57.5 | -19.2 | 60.6 | 0 | 0 | 0.01 | 0.04
80000 | EL PASO 1 1 | 80002 | EL PASO 1 3 | 1 | Closed | Line | NO | 0 | 0 | 0 | 0 | 0 | 0 | 0
23282 | LEMOORE 4 1 | 23283 | LEMOORE 4 2 | 1 | Closed | Line | NO | 50.3 | 0 | 50.3 | 0 | 0 | 0.01 | 0.02
40305 | PHOENIX 70 1 | 40306 | PHOENIX 70 2 | 1 | Closed | Line | NO | 16.2 | 3 | 16.4 | 0 | 0 | 0 | 0
23277 | JACKSON 2 1 | 23280 | JACKSON 2 4 | 1 | Closed | Line | NO | -156.8 | -13.1 | 157.3 | 0 | 0 | 0.06 | 0.28
23277 | JACKSON 2 1 | 23279 | JACKSON 2 3 | 1 | Closed | Line | NO | 12.6 | 5.2 | 13.7 | 0 | 0 | 0 | 0
40300 | PHOENIX 69 1 | 40301 | PHOENIX 69 2 | 1 | Closed | Line | NO | 84.2 | 67.5 | 108 | 0 | 0 | 0.03 | 0.13
40294 | PHOENIX 67 3 | 40295 | PHOENIX 67 4 | 1 | Closed | TransformerWinding | YES | 0 | 0 | 0 | 36.4 | 0 | 0 | 0
40293 | PHOENIX 67 2 | 40295 | PHOENIX 67 4 | 1 | Closed | TransformerWinding | YES | 0 | 0 | 0 | 36.4 | 0 | 0 | 0
40292 | PHOENIX 67 1 | 40297 | PHOENIX 67 6 | 1 | Closed | Line | NO | -54.1 | -15.1 | 56.2 | 0 | 0 | 0.01 | 0.03
40292 | PHOENIX 67 1 | 40296 | PHOENIX 67 5 | 1 | Closed | Line | NO | 54.1 | 15.1 | 56.2 | 0 | 0 | 0.01 | 0.04
40292 | PHOENIX 67 1 | 40295 | PHOENIX 67 4 | 1 | Closed | TransformerWinding | YES | 0 | 0 | 0 | 72.8 | 0 | 0 | 0
23272 | PINECREST 1 | 23276 | PINECREST 5 | 1 | Closed | Line | NO | 13.1 | -20.5 | 24.3 | 0 | 0 | 0 | 0.01
40290 | PHOENIX 66 1 | 40291 | PHOENIX 66 2 | 1 | Closed | Line | NO | 54.1 | 12.4 | 55.5 | 0 | 0 | 0.01 | 0.03
23270 | LODI 4 1 | 23271 | LODI 4 2 | 1 | Closed | Line | NO | 77.1 | -8.6 | 77.6 | 0 | 0 | 0.01 | 0.06
40287 | MARICOPA 3 1 | 40288 | MARICOPA 3 2 | 1 | Closed | Line | NO | 50.5 | 6.4 | 50.9 | 0 | 0 | 0.01 | 0.03
40284 | PHOENIX 65 1 | 40285 | PHOENIX 65 2 | 1 | Closed | Line | NO | 38.6 | 2.8 | 38.7 | 0 | 0 | 0 | 0.02
40282 | PHOENIX 64 1 | 40283 | PHOENIX 64 2 | 1 | Closed | Line | NO | 38.6 | 11.5 | 40.3 | 0 | 0 | 0 | 0.02
40280 | PHOENIX 63 1 | 40281 | PHOENIX 63 2 | 1 | Closed | Line | NO | 98.3 | 54.5 | 112.4 | 0 | 0 | 0.04 | 0.13
40277 | PHOENIX 61 1 | 40278 | PHOENIX 61 2 | 1 | Closed | Line | NO | 57.5 | 18.3 | 60.3 | 0 | 0 | 0.01 | 0.04
40275 | CHANDLER 2 3 | 40276 | CHANDLER 2 4 | 1 | Closed | TransformerWinding | YES | 0 | 0 | 0 | 50 | 0 | 0 | 0
13532 | LOWELL 3 1 | 13536 | LOWELL 3 5 | 1 | Closed | Line | NO | 4.6 | 1.5 | 4.9 | 0 | 0 | 0 | 0
10365 | PUYALLUP 6 1 | 10366 | PUYALLUP 6 2 | 1 | Closed | Line | NO | 44.8 | 11.7 | 46.3 | 0 | 0 | 0.01 | 0.02
10180 | BELLINGHAM 2 1 | 10182 | BELLINGHAM 2 3 | 1 | Closed | Line | NO | 55.4 | 4.8 | 55.6 | 0 | 0 | 0.01 | 0.03
40269 | PHOENIX 59 1 | 40270 | PHOENIX 59 2 | 1 | Closed | Line | NO | -57 | -14 | 58.7 | 0 | 0 | 0.01 | 0.04
40267 | PHOENIX 58 1 | 40268 | PHOENIX 58 2 | 1 | Closed | Line | NO | 50.9 | 10.9 | 52 | 0 | 0 | 0.01 | 0.03
40264 | GRAND CANYON 1 | 40265 | GRAND CANYON 2 | 1 | Closed | Line | NO | 7.9 | 4.7 | 9.2 | 0 | 0 | 0 | 0
23261 | BISHOP 1 1 | 23262 | BISHOP 1 2 | 1 | Closed | Line | NO | 26.2 | 9.7 | 27.9 | 0 | 0 | 0 | 0.01
23259 | MAMMOTH LAKES 1 | 23260 | MAMMOTH LAKES 2 | 1 | Closed | Line | NO | -19.2 | -4 | 19.6 | 0 | 0 | 0 | 0
13529 | MORO 1 | 13531 | MORO 3 | 1 | Closed | Line | NO | 2 | 0.2 | 2 | 0 | 0 | 0 | 0
10760 | CAMAS 3 1 | 10765 | CAMAS 3 6 | 1 | Closed | Line | NO | 0 | 0 | 0 | 0 | 0 | 0 | 0
40257 | PHOENIX 55 1 | 40258 | PHOENIX 55 2 | 1 | Closed | Line | NO | 44 | 10.9 | 45.4 | 0 | 0 | 0 | 0.02
23255 | PORTERVILLE 2 1 | 23256 | PORTERVILLE 2 2 | 1 | Closed | Line | NO | 51.7 | 14.6 | 53.7 | 0 | 0 | 0.01 | 0.03
10760 | CAMAS 3 1 | 10764 | CAMAS 3 5 | 1 | Closed | Line | NO | 0 | 0 | 0 | 0 | 0 | 0 | 0
23253 | PORTERVILLE 1 3 | 23254 | PORTERVILLE 1 4 | 1 | Closed | TransformerWinding | YES | 0 | 0 | 0 | 51.3 | 0 | 0 | 0
40254 | PHOENIX 54 1 | 40256 | PHOENIX 54 3 | 1 | Closed | Line | NO | 68.7 | 10.5 | 69.5 | 0 | 0 | 0.01 | 0.05
23252 | PORTERVILLE 1 2 | 23254 | PORTERVILLE 1 4 | 1 | Closed | TransformerWinding | YES | 0 | 0 | 0 | 51.3 | 0 | 0 | 0
40251 | PHOENIX 53 1 | 40253 | PHOENIX 53 3 | 1 | Closed | Line | NO | -61.5 | -34.8 | 70.6 | 0 | 0 | 0.01 | 0.05
10760 | CAMAS 3 1 | 10763 | CAMAS 3 4 | 1 | Closed | Line | NO | 0 | 0 | 0 | 0 | 0 | 0 | 0
10363 | AUBURN 2 1 | 10364 | AUBURN 2 2 | 1 | Closed | Line | NO | -38.3 | -29.6 | 48.4 | 0 | 0 | 0.01 | 0.02
10180 | BELLINGHAM 2 1 | 10181 | BELLINGHAM 2 2 | 1 | Closed | Line | NO | -56.9 | -5.4 | 57.1 | 0 | 0 | 0.01 | 0.03
10043 | BELFAIR 1 | 10044 | BELFAIR 2 | 1 | Closed | Line | NO | 37.5 | 1.8 | 37.6 | 0 | 0 | 0 | 0.02
40251 | PHOENIX 53 1 | 40252 | PHOENIX 53 2 | 1 | Closed | Line | NO | 61.5 | 34.8 | 70.6 | 0 | 0 | 0.01 | 0.05
40248 | BLACK CANYON CITY 1 | 40249 | BLACK CANYON CITY 2 | 1 | Closed | Line | NO | 8.7 | 3.9 | 9.5 | 0 | 0 | 0 | 0
40246 | PHOENIX 51 1 | 40247 | PHOENIX 51 2 | 1 | Closed | Line | NO | -69.6 | -8.5 | 70.1 | 0 | 0 | 0.01 | 0.05
40242 | PHOENIX 49 1 | 40244 | PHOENIX 49 3 | 1 | Closed | Line | NO | -38.6 | -9.2 | 39.7 | 0 | 0 | 0 | 0.02
23251 | PORTERVILLE 1 1 | 23254 | PORTERVILLE 1 4 | 1 | Closed | TransformerWinding | YES | 0 | 0 | 0 | 102.6 | 0 | 0 | 0
10760 | CAMAS 3 1 | 10762 | CAMAS 3 3 | 1 | Closed | Line | NO | -214.3 | 16.1 | 214.9 | 0 | 0 | 0.13 | 0.53
80038 | EL PASO 24 1 | 80039 | EL PASO 24 2 | 1 | Closed | Line | NO | 41.5 | 4 | 41.7 | 0 | 0 | 0 | 0.02
80038 | EL PASO 24 1 | 80040 | EL PASO 24 3 | 1 | Closed | Line | NO | -41.5 | -4 | 41.7 | 0 | 0 | 0 | 0.02
40242 | PHOENIX 49 1 | 40243 | PHOENIX 49 2 | 1 | Closed | Line | NO | 38.6 | 9.2 | 39.7 | 0 | 0 | 0 | 0.02
40238 | PHOENIX 46 1 | 40239 | PHOENIX 46 2 | 1 | Closed | Line | NO | 49.3 | 15.6 | 51.7 | 0 | 0 | 0.01 | 0.03
40235 | PHOENIX 45 1 | 40237 | PHOENIX 45 3 | 1 | Closed | Line | NO | 50.2 | 10.3 | 51.2 | 0 | 0 | 0.01 | 0.03
23244 | FARMERSVILLE 1 | 23246 | FARMERSVILLE 3 | 1 | Closed | Line | NO | 19.1 | 2.8 | 19.3 | 0 | 0 | 0 | 0
13523 | MADRAS 2 1 | 13528 | MADRAS 2 6 | 1 | Closed | Transformer | YES | 0 | 0 | 0 | 1279.9 | 0 | 0 | 0
40235 | PHOENIX 45 1 | 40236 | PHOENIX 45 2 | 1 | Closed | Line | NO | -50.2 | -10.3 | 51.2 | 0 | 0 | 0.01 | 0.03
23244 | FARMERSVILLE 1 | 23245 | FARMERSVILLE 2 | 1 | Closed | Line | NO | -19.1 | -2.8 | 19.3 | 0 | 0 | 0 | 0
40230 | PHOENIX 42 1 | 40232 | PHOENIX 42 3 | 1 | Closed | Line | NO | 14.9 | 6.9 | 16.4 | 0 | 0 | 0 | 0
40230 | PHOENIX 42 1 | 40231 | PHOENIX 42 2 | 1 | Closed | Line | NO | -14.9 | -6.9 | 16.4 | 0 | 0 | 0 | 0
23240 | EARLIMART 1 | 23241 | EARLIMART 2 | 1 | Closed | Line | NO | -18.3 | -5.6 | 19.2 | 0 | 0 | 0 | 0
23238 | ORANGE COVE 1 | 23239 | ORANGE COVE 2 | 1 | Closed | Line | NO | -20.2 | -8.1 | 21.8 | 0 | 0 | 0 | 0
23235 | TULARE 2 1 | 23236 | TULARE 2 2 | 1 | Closed | Line | NO | 62.8 | 13 | 64.1 | 0 | 0 | 0.01 | 0.05
40218 | PHOENIX 33 1 | 40220 | PHOENIX 33 3 | 1 | Closed | Line | NO | -46.9 | -16.2 | 49.6 | 0 | 0 | 0.01 | 0.02
40218 | PHOENIX 33 1 | 40219 | PHOENIX 33 2 | 1 | Closed | Line | NO | 46.9 | 16.2 | 49.6 | 0 | 0 | 0.01 | 0.02
40211 | DEWEY 1 | 40212 | DEWEY 2 | 1 | Closed | Line | NO | 30.1 | 7 | 30.9 | 0 | 0 | 0 | 0.01
23230 | VISALIA 2 1 | 23231 | VISALIA 2 2 | 1 | Closed | Line | NO | -93.1 | -24.8 | 96.4 | 0 | 0 | 0.02 | 0.09
40207 | PHOENIX 26 1 | 40208 | PHOENIX 26 2 | 1 | Closed | Line | NO | 82.4 | 37 | 90.4 | 0 | 0 | 0.02 | 0.09
23228 | VISALIA 1 1 | 23229 | VISALIA 1 2 | 1 | Closed | Line | NO | -45.5 | -18.6 | 49.2 | 0 | 0 | 0.01 | 0.02
40201 | PHOENIX 24 1 | 40205 | PHOENIX 24 5 | 1 | Closed | Line | NO | -60.9 | -49.2 | 78.3 | 0 | 0 | 0.01 | 0.07
40199 | PHOENIX 23 1 | 40200 | PHOENIX 23 2 | 1 | Closed | Line | NO | 60.8 | 31.1 | 68.2 | 0 | 0 | 0.01 | 0.04
23225 | REEDLEY 2 1 | 23226 | REEDLEY 2 2 | 1 | Closed | Line | NO | 26.8 | 6.9 | 27.7 | 0 | 0 | 0 | 0.01
40194 | WILLIAMS 2 1 | 40195 | WILLIAMS 2 2 | 1 | Closed | Line | NO | 20.5 | 8.2 | 22.1 | 0 | 0 | 0 | 0.01
80053 | EL PASO 30 1 | 80057 | EL PASO 30 5 | 1 | Closed | Line | NO | -97.8 | 9.2 | 98.2 | 0 | 0 | 0.02 | 0.1
40188 | PHOENIX 17 1 | 40189 | PHOENIX 17 2 | 1 | Closed | Line | NO | -42.7 | -6.8 | 43.3 | 0 | 0 | 0 | 0.02
23218 | CLOVIS 6 1 | 23219 | CLOVIS 6 2 | 1 | Closed | Line | NO | 36 | 16.2 | 39.5 | 0 | 0 | 0 | 0.02
23213 | OAKHURST 1 | 23214 | OAKHURST 2 | 1 | Closed | Line | NO | -18.5 | -4.1 | 18.9 | 0 | 0 | 0 | 0
40184 | PHOENIX 15 1 | 40185 | PHOENIX 15 2 | 1 | Closed | Line | NO | 60.6 | 21.4 | 64.2 | 0 | 0 | 0.01 | 0.05
40182 | PHOENIX 14 1 | 40183 | PHOENIX 14 2 | 1 | Closed | Line | NO | -37.6 | -19.5 | 42.3 | 0 | 0 | 0 | 0.02
23210 | SELMA 1 1 | 23211 | SELMA 1 2 | 1 | Closed | Line | NO | 27.2 | 13.1 | 30.2 | 0 | 0 | 0 | 0.01
80060 | SAN ELIZARIO 1 | 80063 | SAN ELIZARIO 4 | 1 | Closed | Line | NO | 0 | 0 | 0 | 0 | 0 | 0 | 0
23208 | CLOVIS 4 1 | 23209 | CLOVIS 4 2 | 1 | Closed | Line | NO | -41.1 | -9.8 | 42.2 | 0 | 0 | 0 | 0.02
40177 | GLENDALE 22 1 | 40178 | GLENDALE 22 2 | 1 | Closed | Line | NO | 57 | 11.1 | 58.1 | 0 | 0 | 0.01 | 0.03
13497 | THE DALLES 2 2 | 13505 | THE DALLES 2 10 | 1 | Closed | Line | NO | -16.4 | -89 | 90.5 | 0 | 0 | 0.02 | 0.08
40175 | LAVEEN 2 1 | 40176 | LAVEEN 2 2 | 1 | Closed | Line | NO | -53.4 | -11.8 | 54.7 | 0 | 0 | 0.01 | 0.03
23206 | CLOVIS 3 1 | 23207 | CLOVIS 3 2 | 1 | Closed | Line | NO | 41.1 | 12.5 | 42.9 | 0 | 0 | 0.01 | 0.02
40172 | PHOENIX 11 1 | 40173 | PHOENIX 11 2 | 1 | Closed | Line | NO | 45.7 | 22.1 | 50.8 | 0 | 0 | 0.01 | 0.03
23204 | FRESNO 21 1 | 23205 | FRESNO 21 2 | 1 | Closed | Line | NO | 64.6 | 19.4 | 67.5 | 0 | 0 | 0.01 | 0.05
23202 | FRESNO 20 1 | 23203 | FRESNO 20 2 | 1 | Closed | Line | NO | 64.7 | 19.5 | 67.5 | 0 | 0 | 0.01 | 0.05
23198 | CLOVIS 1 1 | 23200 | CLOVIS 1 3 | 1 | Closed | Line | NO | -36.5 | -25.6 | 44.6 | 0 | 0 | 0 | 0.02
40164 | GLENDALE 16 1 | 40165 | GLENDALE 16 2 | 1 | Closed | Line | NO | -38.8 | -19 | 43.2 | 0 | 0 | 0.01 | 0.02
23198 | CLOVIS 1 1 | 23199 | CLOVIS 1 2 | 1 | Closed | Line | NO | 31.8 | 24.4 | 40.1 | 0 | 0 | 0 | 0.02
23195 | FRESNO 19 1 | 23197 | FRESNO 19 3 | 1 | Closed | Line | NO | -55.1 | -13 | 56.6 | 0 | 0 | 0.01 | 0.04
23195 | FRESNO 19 1 | 23196 | FRESNO 19 2 | 1 | Closed | Line | NO | 55.1 | 13 | 56.6 | 0 | 0 | 0.01 | 0.03
40161 | GLENDALE 14 1 | 40162 | GLENDALE 14 2 | 1 | Closed | Line | NO | 95.8 | 27.9 | 99.8 | 0 | 0 | 0.02 | 0.11
23191 | FRESNO 17 1 | 23192 | FRESNO 17 2 | 1 | Closed | Line | NO | 43.8 | 8 | 44.5 | 0 | 0 | 0.01 | 0.02
40157 | PHOENIX 8 1 | 40158 | PHOENIX 8 2 | 1 | Closed | Line | NO | 71.2 | 8.6 | 71.8 | 0 | 0 | 0.01 | 0.05
40153 | PHOENIX 5 1 | 40154 | PHOENIX 5 2 | 1 | Closed | Line | NO | 79.6 | 37.7 | 88.1 | 0 | 0 | 0.02 | 0.08
23184 | FRESNO 14 1 | 23188 | FRESNO 14 5 | 1 | Closed | Line | NO | 63.2 | 29.8 | 69.9 | 0 | 0 | 0.01 | 0.05
40150 | PHOENIX 4 1 | 40152 | PHOENIX 4 3 | 1 | Closed | Line | NO | -456.9 | -172.3 | 488.3 | 0 | 0 | 0.49 | 2.38
40148 | GLENDALE 12 1 | 40149 | GLENDALE 12 2 | 1 | Closed | Line | NO | 45.5 | 16.1 | 48.2 | 0 | 0 | 0.01 | 0.03
13488 | LOWELL 1 1 | 13491 | LOWELL 1 4 | 1 | Closed | Line | NO | -25.6 | -16.2 | 30.3 | 0 | 0 | 0 | 0.01
13488 | LOWELL 1 1 | 13490 | LOWELL 1 3 | 1 | Closed | Line | NO | 3 | 1.7 | 3.4 | 0 | 0 | 0 | 0
40140 | PEORIA 2 1 | 40141 | PEORIA 2 2 | 1 | Closed | Line | NO | -60.7 | -14.8 | 62.5 | 0 | 0 | 0.01 | 0.04
23177 | FRESNO 8 1 | 23178 | FRESNO 8 2 | 1 | Closed | Line | NO | 33 | 13.7 | 35.8 | 0 | 0 | 0 | 0.01
23175 | LEMOORE 2 1 | 23176 | LEMOORE 2 2 | 1 | Closed | Line | NO | 33.7 | 6.4 | 34.3 | 0 | 0 | 0 | 0.01
40135 | PHOENIX 2 1 | 40136 | PHOENIX 2 2 | 1 | Closed | Line | NO | -67.2 | -25 | 71.7 | 0 | 0 | 0.01 | 0.06
40133 | PRESCOTT VALLEY 3 1 | 40134 | PRESCOTT VALLEY 3 2 | 1 | Closed | Line | NO | 21.7 | 4.2 | 22.1 | 0 | 0 | 0 | 0.01
40130 | TOLLESON 1 1 | 40131 | TOLLESON 1 2 | 1 | Closed | Line | NO | 46.5 | 3 | 46.6 | 0 | 0 | 0.01 | 0.02
40126 | SUN CITY 5 1 | 40127 | SUN CITY 5 2 | 1 | Closed | Line | NO | -52.1 | -15.3 | 54.3 | 0 | 0 | 0.01 | 0.03
23170 | MADERA 5 1 | 23171 | MADERA 5 2 | 1 | Closed | Line | NO | 21.4 | 5.1 | 22 | 0 | 0 | 0 | 0.01
40120 | AVONDALE 3 1 | 40121 | AVONDALE 3 2 | 1 | Closed | Line | NO | -53 | -21.3 | 57.1 | 0 | 0 | 0.01 | 0.03
23168 | FRESNO 5 1 | 23169 | FRESNO 5 2 | 1 | Closed | Line | NO | -75 | -20.8 | 77.8 | 0 | 0 | 0.02 | 0.06
40114 | EL MIRAGE 1 1 | 40115 | EL MIRAGE 1 2 | 1 | Closed | Line | NO | 47.7 | 12.9 | 49.4 | 0 | 0 | 0.01 | 0.02
23165 | FRESNO 3 1 | 23166 | FRESNO 3 2 | 1 | Closed | Line | NO | 45.9 | 3.7 | 46 | 0 | 0 | 0.01 | 0.02
40112 | SUN CITY WEST 2 1 | 40113 | SUN CITY WEST 2 2 | 1 | Closed | Line | NO | -41.6 | -4.7 | 41.8 | 0 | 0 | 0 | 0.02
23163 | FRESNO 2 1 | 23164 | FRESNO 2 2 | 1 | Closed | Line | NO | 37 | 15.2 | 40 | 0 | 0 | 0 | 0.02
13473 | UMATILLA 2 4 | 13474 | UMATILLA 2 5 | 1 | Closed | TransformerWinding | YES | 0 | 0 | 0 | 25 | 0 | 0 | 0
10175 | BATTLE GROUND 2 1 | 10176 | BATTLE GROUND 2 2 | 1 | Closed | Line | NO | -41.1 | -12.7 | 43 | 0 | 0 | 0 | 0.02